{"text_format":"1","workbook":"xlsx","n_sheets":15,"sheets":["1. Instructions","2. Property Characteristics","3. Opportunities","Update Log","4. Signature","PowerClerk Upload","Efficiency Opportunities","Electric Load Opportunity","Values","Picklists","DEER Energy Savings","Pool Heater Load Calcs","Weather Data","Updated Zip Code List","iouzipcodes2015"],"not_rendered":{"charts":0,"images":7,"macros":1,"external_links":0,"defined_names":25,"comments":6,"pivot_tables":0},"unopened":[],"bounds":{"document_bytes":16777216,"sheet_cells":100000,"rows_first":2000,"rows_last":500,"rows_between":2000,"halvings":0,"cell_chars":16384,"cell_head_chars":4096},"cells_cut":0,"cells_raw":0,"read":"whole","date_system":"1900"}

{"sheet":"1. Instructions","index":0,"n_rows":16,"n_cols":2,"rows_kept":16,"cut":false,"hidden":false,"merged":[]}
[]
["Version 1.33","SOMAH WORKBOOK INSTRUCTIONS"]
["STEP 1: ","COMPLETE PROPERTY CHARACTERISTICS PAGE"]
[null,"Please fill out the Property Characteristics page (tab). This page can be completed by the owner/contractor at, or prior to, reservation to estimate the maximum solar system offset size, but this is optional. However, this section must be filled out by an Energy Consultant by no later than 60 days after reservation approval at the Energy Efficiency Compliance (EEC) Milestone.\nThe Property Characteristics table is collecting general information about the property to identify potential energy upgrade opportunities and assist in recommendations for complimentary energy programs. Items that do not require entry will be greyed-out as applicable. Dropdown menus are available for most line items.  Help bubbles are available for most fields. "]
["STEP 2: ","REVIEW ENERGY EFFICIENCY OPPORTUNITIES ON SUMMARY PAGE"]
[null,"The efficiency opportunities on the Summary page will be auto-populated by building information in the Property Characteristics page. Energy Efficiency opportunities that are included in the maximum PV offsets, relative to historic consumption, are identified, including assumed existing condition and assumed upgrade condition. "]
["STEP 3: ","SELECT ELECTRIC LOAD OPPORTUNITIES ON OPPORTUNITIES PAGE"]
[null,"Use dropdown menus to select new electric load addition opportunities to be offset by the PV system.  If the existing equipment or appliance is already using electric power, then the opportunity will populate as \"Not Applicable\". Users have the option of submitting custom load addition calcs, but must provide supporting justification documentation at the EEC Milestone stage."]
["STEP 4: ","ENTER PAST 12 MONTH KWH USE ON OPPORTUNITIES PAGE (ENERGY BASELINE)"]
[null,"Common Area: Enter the historic 12 month annualized electricity consumption for all common areas that will be receiving allocations from the SOMAH incentivized PV system. This value can be provided to the participant via PowerClerk. \nApartments: Enter the historic 12 month annualized electricity consumption aggregated for all apartments that will be receiving allocations from the SOMAH incentivized PV system. This value can be provided to the participant via PowerClerk. "]
["STEP 5:","REVIEW SOLAR SIZING SUMMARY SECTION ON OPPORTUNITIES PAGE"]
[null,"This section will identify the maximum solar PV offset for the sum of all common area meters and all apartment meters, and the estimated maximum PV size (CEC AC), which would be eligible for SOMAH rebates. The tool will review the total historic consumption at the property, apply the identified energy efficiency opportunities, and the load addition opportunities in order to determine an overall rebate size cap. Additionally, the tool will provide recommended VNEM proportionality for the sum of common area meters and the sum of apartment meters based on the tool's calculations.  Please note that at least 51% of total PV generation must be allocated to apartment meters per SOMAH program requirements. "]
["STEP 6:","UPLOAD EXCEL AND OWNER SIGNATURE TO POWERCLERK"]
[null,"After completing the tool, the excel file should be uploaded to PowerClerk on or before the Energy Efficiency Compliance Milestone. Additionally, the Owner Signature page should be converted to a PDF, signed, and uploaded to PowerClerk. "]
["HELPDESK","QUESTIONS AND FEEDBACK"]
[null,"If you have any questions or encounter any errors while using the solar sizing tool, please email contact@calsomah.org.\n"]

{"sheet":"2. Property Characteristics","index":1,"n_rows":82,"n_cols":10,"rows_kept":82,"cut":false,"hidden":false,"merged":[[50,5,50,6],[50,1,52,3],[54,16,54,17],[51,5,51,6],[52,5,52,6],[53,2,53,3],[53,5,53,6],[40,8,52,8],[43,5,43,6],[47,5,47,6],[44,5,44,6],[49,1,49,6],[48,5,48,6],[43,2,43,3],[45,5,45,6],[44,2,44,3],[46,5,46,6],[45,2,45,3],[46,2,46,3],[47,2,47,3],[48,2,48,3],[42,1,42,6],[38,2,38,3],[39,2,39,3],[40,2,40,3],[41,2,41,3],[38,4,38,6],[39,4,41,6],[29,2,29,3],[29,5,29,6],[37,2,37,3],[37,5,37,6],[30,2,30,3],[30,5,30,6],[31,2,31,3],[31,5,31,6],[33,2,33,3],[33,5,33,6],[34,1,34,6],[35,2,35,3],[35,5,35,6],[36,2,36,3],[36,5,36,6],[32,2,32,3],[17,2,17,6],[26,2,26,6],[27,1,27,6],[28,2,28,3],[28,5,28,6],[21,2,21,6],[22,2,22,6],[23,2,23,6],[24,2,24,3],[24,5,24,6],[6,2,6,6],[1,1,1,6],[2,1,2,6],[4,2,4,6],[5,2,5,6],[3,2,3,6],[11,2,11,6],[12,2,12,6],[13,2,13,6],[32,5,32,6],[7,2,7,6],[8,2,8,6],[9,2,9,6],[10,2,10,3],[10,5,10,6],[14,2,14,6],[15,2,15,6],[16,2,16,6],[25,2,25,6],[18,2,18,6],[19,1,19,6],[20,2,20,6]]}
[]
[null,"STEP 1: COMPLETE PROPERTY CHARACTERISTICS FORM"]
[null,"PROJECT SITE INFORMATION",null,null,null,null,null,null,"INSTRUCTIONS"]
[null,"Powerclerk Application Number","Application Number",null,null,null,null,null,0,"Input Fields"]
[null,"Property Name","Property Name",null,null,null,null,null,0,"Auto-populated Fields"]
[null,"Property Address","Property Address",null,null,null,null,null,null,"Instructions"]
[null,"Property  City","Property City"]
[null,"Property Zip Code","Property Zip Code"]
[null,"Property Climate Zone",{"$f":"_xlfn.IFNA(VLOOKUP(C8,'Updated Zip Code List'!A1:B2677,2,FALSE),\"Enter Zip Code Above\")","v":"Enter Zip Code Above"}]
[null,"Workbook Author Name"]
[null,"Workbook Author Title",null,null,"If other please specify"]
[null,"Credential (If Energy Consultant)"]
[null,"Credential Number"]
[null,"Property Owner's Organization","Property Owner's Organization"]
[null,"Property Primary Contact Name (Signatory)","Contact Name"]
[null,"Primary Contact Phone","Contact Phone"]
[null,"Primary Contact Email","Contact Email"]
[null,"Electric Utility","SCE"]
[null,"Gas Utility"]
[null,"BASIC PROPERTY INFORMATION"]
[null,"Year Built "]
[null,"Number of Apartments"]
[null,"Number of Buildings"]
[null,"Number of Floors (If various, enter most common)"]
[null,"Occupancy Type",null,null,"If other please specify"]
[null,"Total Number of Bedrooms"]
[null,"Gross Building Floor Area (If property has multiple buildings, enter total area for all)"]
[null,"BUILDING ENVELOPE INFORMATION"]
[null,"Wall Construction Type",null,null,"If other please specify"]
[null,"Is the Wall Insulated?",null,null,"If other please specify"]
[null,"Roof Construction Method",null,null,"If other please specify"]
[null,"Roof Insulation R Value",null,null,"If other please specify"]
[null,"Window Frame Type",null,null,"If other please specify"]
[null,"Glazing Type (If multiple, select most common)",null,null,"If other please specify"]
[null,"DOMESTIC HOT WATER, SPACE HEATING, AND AIR CONDITIONING INFORMATION FOR TENANT UNITS"]
[null,"Domestic Hot Water (DHW) Type",null,null,"Space Heating Type"]
[null,"DHW Fuel Type",null,null,"Space Heating Fuel Type"]
[null,"DHW System Type",null,null,"Space Heating System Type"]
[null,"Have Space Cooling System ?","No",null,"NOTES"]
[null,"Space Cooling Type"]
[null,"Space Cooling System Type"]
[null,{"$f":"IF(OR(C41=Values!L14,C41=Values!L15,C41=Values!L17,C41=Values!L18),\"Majority Existing System SEER Value less or equal to 10?\",\"Not Applicable\")","v":"Not Applicable"}]
[null,"OTHER INFORMATION"]
[null,"Quantity of Pool and SPAs (Select 0, if no pool) ",null,null,"Existing High Rise Water Pressure Boosting System?"]
[null,"Quantity of Existing Variable Speed Pumps",null,null,"Are Existing Booster(s) Variable Speed?"]
[null,"Pool Type",null,null,"Laundry "]
[null,"Spa Type",null,null,"Dryer Type"]
[null,"Estimated Pool Surface Area (sqft)",null,null,"Are the majority of refrigerators manufactured before 2000?"]
[null,"Estimated Spa Surface Area (sqft)",null,null,"Apartment Stove/Oven Type"]
[null,"COMMON AREA LIGHTING INFORMATION"]
[null,"Common Area Lighting",null,null,"No","All Common Area Lighting Upgraded to LED? "]
[null,null,null,null,"No","Have 24 Hour Fixtures in Corridor/Stairwell/Parking?"]
[null,null,null,null,"No","Have Night Time Fixtures (12 Hour) ?"]
[null,"24 HOUR FIXTURES (NON-LED ONLY)","LIGHTING TABLE",null,"12 HOUR FIXTURES (NON-LED ONLY)","LIGHTING TABLE"]
[null,"Type","Fixture Wattage","Fixture Quantity","Type","Fixture Wattage","Fixture Quantity"]
[]
[]
[]
[]
[]
[]
[]
[]
[]
[]
[]
[]
[]
[]
[]
[]
[]
[]
[]
[]
[]
[]
[null,"24-HR LIGHTING SUMMARY","Average Wattage","Total Qty","12-HR LIGHTING SUMMARY","Avg Wattage","Total Qty"]
[null,"Incandescent",{"$f":"IFERROR((SUMPRODUCT(--(B56:B76=B79),'Efficiency Opportunities'!B24:B44,D56:D76))/D79,0)","v":0},{"$f":"SUMIF(B56:B76,B79,D56:D76)","v":0},"Incandescent",{"$f":"IFERROR((SUMPRODUCT(--(E56:E76=E79),'Efficiency Opportunities'!F24:F44,G56:G76))/G79,0)","v":0},{"$f":"SUMIF(E56:E76,E79,G56:G76)","v":0}]
[null,"CFL",{"$f":"IFERROR((SUMPRODUCT(--(B56:B76=B80),'Efficiency Opportunities'!B24:B44,D56:D76))/D80,0)","v":0},{"$f":"SUMIF(B56:B76,B80,D56:D76)","v":0},"CFL",{"$f":"IFERROR((SUMPRODUCT(--(E56:E76=E80),'Efficiency Opportunities'!F24:F44,G56:G76))/G80,0)","v":0},{"$f":"SUMIF(E56:E76,E80,G56:G76)","v":0}]
[null,"Linear Fluorescent",{"$f":"IFERROR((SUMPRODUCT(--(B56:B76=B81),'Efficiency Opportunities'!B24:B44,D56:D76))/D81,0)","v":0},{"$f":"SUMIF(B56:B76,B81,D56:D76)","v":0},"Linear Fluorescent",{"$f":"IFERROR((SUMPRODUCT(--(E56:E76=E81),'Efficiency Opportunities'!F24:F44,G56:G76))/G81,0)","v":0},{"$f":"SUMIF(E56:E76,E81,G56:G76)","v":0}]
[null,"High Intensity Discharge",{"$f":"IFERROR((SUMPRODUCT(--(B56:B76=B82),'Efficiency Opportunities'!B24:B44,D56:D76))/D82,0)","v":0},{"$f":"SUMIF(B56:B76,B82,D56:D76)","v":0},"High Intensity Discharge",{"$f":"IFERROR((SUMPRODUCT(--(E56:E76=E82),'Efficiency Opportunities'!F24:F44,G56:G76))/G82,0)","v":0},{"$f":"SUMIF(E56:E76,E82,G56:G76)","v":0}]

{"sheet":"3. Opportunities","index":2,"n_rows":66,"n_cols":8,"rows_kept":66,"cut":false,"hidden":false,"merged":[[33,2,33,4],[34,2,34,3],[64,1,64,4],[65,1,65,3],[28,1,28,3],[30,2,30,3],[31,2,31,3],[32,2,32,3],[35,1,35,3],[59,1,59,3],[57,1,57,3],[47,2,47,4],[43,1,43,4],[48,2,48,4],[46,2,46,4],[44,2,44,4],[1,1,1,4],[2,1,2,4],[3,1,3,4],[12,1,12,3],[17,1,17,3],[19,1,19,4],[20,2,20,3],[21,2,21,3],[22,2,22,3],[23,2,23,3],[24,2,24,3],[25,2,25,3],[27,2,27,3],[26,2,26,4],[29,2,29,3],[45,2,45,4],[41,6,52,6],[51,1,51,4],[52,1,52,4],[63,1,63,3],[60,1,60,3],[61,1,61,3],[62,1,62,3],[49,2,49,4],[55,1,55,3],[56,1,56,3],[58,1,58,4],[53,1,53,3],[54,1,54,3],[37,1,37,4],[38,1,38,4],[39,2,39,4],[40,1,40,4],[41,2,41,4]]}
[]
[null,"EFFICIENCY OPPORTUNITIES AND ELECTRIC LOAD OPPORTUNITIES SUMMARY"]
[null,"STEP 2: REVIEW EFFICIENCY OPPORTUNITIES SUMMARY"]
[null,"ASSUMED EFFICIENCY OPPORTUNITIES  "]
[null,"Tenant Use","Existing Conditions","Efficiency Opportunities","Estimated kWh/year Savings ",null,"INSTRUCTIONS"]
[null,"Wall Insulation",{"$f":"'Efficiency Opportunities'!B11","v":""},{"$f":"IF(C6=\"\",\"\",'Efficiency Opportunities'!C11)","v":""},{"$f":"'Efficiency Opportunities'!K11","v":0},null,0,"Auto-populated Fields"]
[null,"Roof Insulation",{"$f":"'Efficiency Opportunities'!B12","v":""},{"$f":"IF(C7=\"\",\"\",'Efficiency Opportunities'!C12)","v":""},{"$f":"'Efficiency Opportunities'!K12","v":0},null,0,"Subtotal Fields"]
[null,"Glazing Type",{"$f":"'Efficiency Opportunities'!B13","v":""},{"$f":"IF(C8=\"\",\"\",'Efficiency Opportunities'!C13)","v":""},{"$f":"'Efficiency Opportunities'!K13","v":0},null,0,"Input Fields"]
[null,"Domestic Hot Water Heater (DHW) Type",{"$f":"'Efficiency Opportunities'!B14","v":""},{"$f":"IF(C9=\"\",\"\",'Efficiency Opportunities'!C14)","v":""},{"$f":"'Efficiency Opportunities'!K14","v":0},null,null,"Instructions"]
[null,"Heating System Type",{"$f":"'Efficiency Opportunities'!B15","v":""},{"$f":"IF(C10=\"\",\"\",'Efficiency Opportunities'!C15)","v":""},{"$f":"'Efficiency Opportunities'!K15","v":0}]
[null,"Cooling System Type",{"$f":"'Efficiency Opportunities'!B16","v":""},{"$f":"IF(C11=\"\",\"\",'Efficiency Opportunities'!C16)","v":""},{"$f":"'Efficiency Opportunities'!K16","v":0}]
[null,"Refrigerators",{"$f":"'Efficiency Opportunities'!B17","v":""},{"$f":"IF(C12=\"\",\"\",'Efficiency Opportunities'!C17)","v":""},{"$f":"'Efficiency Opportunities'!K17","v":0}]
[null,"TOTAL TENANT EFFICIENCY OPPORTUNITIES SAVINGS",null,null,{"$f":"SUM(E6:E12)","v":0}]
[null,"Owner Use","Existing Conditions","Efficiency Opportunities","Estimated kWh/year Savings "]
[null,{"$f":"'Efficiency Opportunities'!A21","v":"Pool Pump"},{"$f":"'Efficiency Opportunities'!B21","v":"No Pool Pump"},{"$f":"'Efficiency Opportunities'!C21","v":"Efficiency Upgrade Not Assumed"},{"$f":"'Efficiency Opportunities'!K21","v":0}]
[null,"24 Hour Lighting Fixtures",{"$f":"IF('2. Property Characteristics'!E51=\"Yes\", \"All LED\",IF('2. Property Characteristics'!E52=\"No\",\"No 24 Hour Fixtures\", \"Non-LED\"))","v":"No 24 Hour Fixtures"},{"$f":"IF(C16=\"Non-LED\", \"All LED\",\"No Opportunities\")","v":"No Opportunities"},{"$f":"'Efficiency Opportunities'!J45","v":0}]
[null,"Night Time Lighting Fixtures",{"$f":"IF('2. Property Characteristics'!E51=\"Yes\", \"All LED\",IF('2. Property Characteristics'!E53=\"No\",\"No Night Time Fixtures\", \"Non-LED\"))","v":"No Night Time Fixtures"},{"$f":"IF(C17=\"Non-LED\", \"All LED\",\"No Opportunities\")","v":"No Opportunities"},{"$f":"'Efficiency Opportunities'!L45","v":0}]
[null,"TOTAL OWNER EFFICIENCY OPPORTUNITIES SAVINGS",null,null,{"$f":"SUM(E15:E17)","v":0}]
[]
[null,"STEP 3: SELECT ADDED ELECTRIC LOAD OPPORTUNITIES"]
[null,"(Select Yes/No Below)","Added Tenant Electric Load Opportunities",null,"Estimated Annual kWh Load"]
[null,"No","Upgrade In-Unit Gas/Propane Domestic Hot Water Heating System to In-Unit Heat Pump Hot Water Heaters?",null,{"$f":"_xlfn.IFNA(IF(OR(B22=\"No\",B27=\"Yes\",Values!K22<>Values!E10),0,'Electric Load Opportunity'!F18),0)","v":0}]
[null,"No","Upgrade In-Unit Gas/Propane Space Heating System to In-Unit Heat Pump Heating System?",null,{"$f":"_xlfn.IFNA(IF(OR(B23=\"No\",B27=\"Yes\",Values!K23<>Values!I10),0,'Electric Load Opportunity'!F19),0)","v":0}]
[null,"No","Upgrade Gas/Propane Stove and Oven to Electric Stove and Oven?",null,{"$f":"IF(OR(B24=\"No\",B27=\"Yes\"),0,'Electric Load Opportunity'!F20)","v":0}]
[null,"No","Upgrade All Gas/Propane Dryers to Electric Dryers?",null,{"$f":"IF(OR(B25=\"No\",B27=\"Yes\",'2. Property Characteristics'!F47=Values!B12,'2. Property Characteristics'!F46<>Values!A12),0,'Electric Load Opportunity'!F21)","v":0}]
[null,"No","Add Continuous Ventilation to Apartments?",null,{"$f":"IF(OR(B26=\"No\",B27=\"Yes\"),0,'Electric Load Opportunity'!F22)","v":0}]
[null,"No","Use Custom Calculations Instead of Default Calculations For Added Tenant Electric Load?\n(If selected Yes, supporting documentations must be uploaded to PowerClerk at EEC Milestone)"]
[null,0,"Enter Estimated Added Load per Apartment (kWh) ",null,{"$f":"IF(B27=\"Yes\",'Electric Load Opportunity'!F23,0)","v":0}]
[null,"TOTAL ADDED TENANT ELECTRIC LOAD (kWh/year)",null,null,{"$f":"SUM(E22:E28)","v":0}]
[null,"(Select Yes/No Below)","Added Owner Electric Load Opportunity",null,"Estimated Annual kWh Load"]
[null,"No","Upgrade Central Gas/Propane Domestic Hot Water Heating System to Central Heat Pump Hot Water Heaters?",null,{"$f":"IF(OR(B34=\"Yes\",B31=\"No\",Values!K22<>Values!C10),0,'Electric Load Opportunity'!F10)","v":0}]
[null,"No","Upgrade Gas/Propane Pool Heaters to Heat Pump Pool Heaters?",null,{"$f":"IF(B34=\"Yes\",0,IF(AND(B32=\"Yes\",'2. Property Characteristics'!C46=Values!M11),'Electric Load Opportunity'!F11,0))","v":0}]
[null,0,"Enter Quantity of New  EV Charging Stations",null,{"$f":"_xlfn.IFNA(IF(B34=\"Yes\",0,'Electric Load Opportunity'!F13),0)","v":0}]
[null,"No","Use Custom Calculations Instead of Default Calculations For Added Owner Electric Load?\n(If selected Yes, supporting documentations must be uploaded to PowerClerk at EEC Milestone)"]
[null,0,"Enter Estimated Added Total Owner Load(kWh) ",null,{"$f":"IF(B34=\"Yes\",'Electric Load Opportunity'!F14,0)","v":0}]
[null,"TOTAL ADDED OWNER ELECTRIC LOAD (kWh/year)",null,null,{"$f":"SUM(E31:E35)","v":0}]
[]
[null,"STEP 4: ENTER PAST 12 MONTH KWH USE - ENERGY BASELINE"]
[null,"3a. Enter Owner kWh total from previous 12 month period. This will be treated as the baseline to subtract the efficiency opportunities, taking added loads into account to determine the appropriate sizing for solar system.  "]
[null,"User Entered","Enter the total kWh for all owner-paid accounts for the previous 12 month period (This total will be verified by program post-reservation.)"]
[null,"3b. Enter Tenant kWh total from previous 12 month period. This will be treated as the baseline to subtract the efficiency opportunities, taking added loads into account to determine the appropriate sizing for solar system."]
[null,"User Entered","Enter the total kWh for all tenant accounts for the previous 12 month period "]
[]
[null,"STEP 5: ENTER POWERCLERK VALUES FROM RESERVATION REQUEST APPROVAL NOTIFICATION"]
[null,"User Entered","Enter Owner %"]
[null,"User Entered","Enter Tenant %"]
[null,"User Entered","Enter System Rating (kW CEC-AC)"]
[null,"User Entered","Enter Design Factor "]
[null,"User Entered","Enter CSI Rating (kW CSI-AC)"]
[null,"User Entered","Enter Estimated Annual Production (kWh)"]
[]
[null,"STEP 6: REVIEW SOLAR SIZING SUMMARY"]
[null,"Owner Offset System"]
[null,"Total kWh for All Owner-Paid Accounts for the Previous 12 Month Period",null,null,{"$f":"IF(B40=\"User Entered\",0,B40)","v":0}]
[null,"Efficiency Opportunities Savings",null,null,{"$f":"-E18","v":0}]
[null,"Added Electric Load Opportunity",null,null,{"$f":"E36","v":0}]
[null,"Maximum Annual Aggregated Owner kWh Offset ",null,null,{"$f":"IFERROR(E54+E55+E56,0)","v":0}]
[null,"Planned Annual Owner kWh PV Allocation",null,null,{"$f":"IFERROR(B45*B50,0)","v":0}]
[null,"Tenant Offset System"]
[null,"Total kWh for All Tenant Accounts for the Previous 12 Month Period",null,null,{"$f":"IF(B42=\"User Entered\",0, B42)","v":0}]
[null,"Efficiency Opportunities Savings",null,null,{"$f":"-E13","v":0}]
[null,"Added Electric Load Opportunity",null,null,{"$f":"E29","v":0}]
[null,"Maximum Annual Aggregated Tenant kWh Offset ",null,null,{"$f":"IFERROR(E60+E61+E62,0)","v":0}]
[null,"Planned Annual Tenant kWh PV Allocation",null,null,{"$f":"IFERROR(B46*B50,0)","v":0}]
[null,"Total Property Offset System"]
[null,"Maximum Annual Property kWh Offset",null,null,{"$f":"_xlfn.IFS(B45=0,E63,B45>0,E57+E63)","v":0}]

{"sheet":"Update Log","index":3,"n_rows":20,"n_cols":3,"rows_kept":20,"cut":false,"hidden":true,"merged":[]}
["Version","Update Date","Update Description"]
[1.1000000000000001,"2019-09-12","Unhide Horizontal and Vertical Scroll Bars"]
[1.2,"2019-10-04","Fix 12-hour fixtures coniditonal formatting bug"]
[1.2,"2019-10-04","Consolidated existing lighting wattage options, improve misc formatting"]
[1.3,"2019-12-10","Removed ALERT #3 for the kWh offset cap "]
[1.3,"2019-12-10","Updated wording for Alert#1 & 2"]
[1.3,"2019-12-10","Changed wording and added notes for Custom Calculated Electrification Loads"]
[1.3,"2019-12-10","Changed \"Owner\" to \"Host Customer\" on the signature page"]
[1.3,"2019-12-10","Updated formatting on the Signature Page"]
[1.3,"2019-12-12","Updated PowerClerk upload tab: added 4 fields related to pool and spa type which were not mapped previously. Removed fields for old \"other\" lighting type  "]
[1.3,"2019-12-12","Automate Powerclerk upload tab export"]
[1.3,"2019-12-17","Updated Opportunity tab Step 5:\n- Edit title to, “Enter PowerClerk Values from Reservation Request Approval Notification”\n- Move “Design Factor” metric up, to come after “CEC-AC” but before “CSI-AC”\n-Remove the Inverter Rating (kW AC)\n\n"]
[1.3,"2019-12-19","Changed “Maximum System Size (kW CEC-AC)”  to “Maximum Incentivized System Size (kW CEC-AC)”  "]
[1.3,"2019-12-19","Moved \"Export Data To PowerClerk\" button to Update Log tab"]
[1.3,"2019-12-26","Changed the Fuel Type dropdown values from \"Gas, Electric\" to \"Natural Gas, Electricity\" to make them align with the default values in eO."]
[1.31,"2020-04-03","- Fixed some formatting issues\n- Updated roof insulation efficiency opportunity to be only applicable to Pitched Roof\n- Updated high efficiency AC and heat pump efficiency opportunities to be only available in CZ 13,14,15 with SCE as the electric service provider."]
[1.32,"2021-03-22","Update to cell C17 on Opportunities tab. Cell was referencing E52 from the Property Characteristics tab rather than E53. "]
[1.33,"2022-03-14"," - Deleted \"Maximum incentivized kWh production\" field on Opportunities tab and Signature tab\n- Relabeled rows 57 and 63 on Opportunities tab: Removed the word “Recommended” and replaced with “Maximum”\n - Deleted row 67 \"Maximum Incentivized System Size (kW CEC-AC) on Opportunities tab and Signature tab\n - Edited the formula in cell E66: if the “Maximum Annual Aggregated Owner kWh Offset” is less than 0, then the “Maximum Annual Property kWh Offset” is equal to the “Maximum Annual Aggregated Tenant kWh Offset” only; if the “Maximum Annual Aggregated Owner kWh Offset” is greater than 0, then the “Maximum Annual Property kWh Offset” is equal to the “Maximum Annual Aggregated Tenant kWh Offset” plus the “Maximum Annual Aggregated Owner kWh Offset”\n - Edited the comment pop-outs for the “DHW System Type”, “Space Cooling System Type”, and “Space Heating System Type” to include instructions on how to enter multiple system types.\n - Edited the heading in Row 35 to specify equipment information selected is for tenant units.\n - Added numerical picklists for \"Year Built\", \"Number of Buildings\", and \"Number of Floors\" fields on Property Characteristics tab"]
[1.33,"2022-03-14","Changed 'Protect Workbook' password (SOM019); 'Protect Sheet' password is the same"]
[1.33,"2022-08-23","Edited the formula in E66 to account for projects that are tenant only, i.e. no common area offset"]

{"sheet":"4. Signature","index":4,"n_rows":31,"n_cols":7,"rows_kept":31,"cut":false,"hidden":true,"merged":[[1,2,1,6],[3,5,3,6],[4,5,4,6],[5,5,5,6],[6,5,6,6],[3,2,3,4],[4,2,4,4],[5,2,5,4],[6,2,6,4],[6,8,17,8],[8,2,8,6],[9,2,9,6],[15,2,15,6],[10,2,10,5],[11,2,11,5],[7,5,7,6],[7,2,7,4],[28,4,28,6],[2,2,2,6],[25,4,25,6],[19,2,19,5],[20,2,20,5],[12,2,12,5],[14,2,14,5],[16,2,16,5],[17,2,17,5],[18,2,18,5],[13,2,13,5],[26,4,26,6],[27,4,27,6],[22,2,22,5],[21,2,21,6]]}
[]
[null,null,"SOMAH SOLAR SIZING TOOL HOST CUSTOMER SIGNATURE FORM"]
[null,null,"PROJECT SITE INFORMATION"]
[null,null,"Powerclerk Application Number",null,null,{"$f":"'2. Property Characteristics'!C4","v":"Application Number"}]
[null,null,"Property Name",null,null,{"$f":"'2. Property Characteristics'!C5","v":"Property Name"}]
[null,null,"Property Address",null,null,{"$f":"'2. Property Characteristics'!C6","v":"Property Address"}]
[null,null,"Property  City",null,null,{"$f":"'2. Property Characteristics'!C7","v":"Property City"}]
[null,null,"Property Zip Code",null,null,{"$f":"'2. Property Characteristics'!C8","v":"Property Zip Code"}]
[null,null," SOLAR SIZING SUMMARY"]
[null,null,"Owner Offset System"]
[null,null,"Total kWh for All Owner-Paid Accounts for the Previous 12 Month Period",null,null,null,{"$f":"'3. Opportunities'!E54","v":0}]
[null,null,"Efficiency Opportunities Savings",null,null,null,{"$f":"'3. Opportunities'!E55","v":0}]
[null,null,"Added Electric Load Opportunity                                                                            ",null,null,null,{"$f":"'3. Opportunities'!E56","v":0}]
[null,null,"Recommended Annual Aggregated Owner kWh Offset ",null,null,null,{"$f":"'3. Opportunities'!E57","v":0}]
[null,null,"Planned Annual Owner kWh PV Allocation",null,null,null,{"$f":"'3. Opportunities'!E58","v":0}]
[null,null,"Tenant Offset System"]
[null,null,"Total kWh for All Tenant Accounts for the Previous 12 Month Period ",null,null,null,{"$f":"'3. Opportunities'!E60","v":0}]
[null,null,"Efficiency Opportunities Savings",null,null,null,{"$f":"'3. Opportunities'!E61","v":0}]
[null,null,"Added Electric Load Opportunity",null,null,null,{"$f":"'3. Opportunities'!E62","v":0}]
[null,null,{"$f":"'3. Opportunities'!B63","v":"Maximum Annual Aggregated Tenant kWh Offset "},null,null,null,{"$f":"'3. Opportunities'!E63","v":0}]
[null,null,{"$f":"'3. Opportunities'!B64","v":"Planned Annual Tenant kWh PV Allocation"},null,null,null,{"$f":"'3. Opportunities'!E64","v":0}]
[null,null,"Total Property Offset System"]
[null,null,"Maximum Annual Property kWh Offset",null,null,null,{"$f":"'3. Opportunities'!E66","v":0}]
[]
[null,null,"By signing below I, the Host Customer of the property acknowledge that I have read, understand, and agree to the following:"]
[null,null,{"$f":"IF(E26=\"\",\"\",\"Initials\")","v":""},null,{"$f":"IFERROR(IF(G15>G14,Values!P22,\"\"),\"\")","v":""}]
[null,null,{"$f":"IF(E27=\"\",\"\",\"Initials\")","v":""},null,{"$f":"IFERROR(IF(G21>G20,Values!P23,\"\"),\"\")","v":""}]
[null,null,"",null,{"$f":"IFERROR(IF(OR(G13>0,G19>0),Values!P25,\"\"),\"\")","v":""}]
[null,null,{"$f":"IF(E29=\"\",\"\",\"Initials\")","v":"Initials"},null,"I am aware that the SOMAH program can help identify and provide referral assistance for additional energy efficiency and electrification programs and understand that I can request such support via calsomah.org.  "]
[]
[null,null,null,null,"Host Customer Signature and Date"]

{"sheet":"PowerClerk Upload","index":5,"n_rows":2,"n_cols":125,"rows_kept":2,"cut":false,"hidden":true,"merged":[]}
["{data: SST Version}","{ProjectNumber}","{data: Property Climate Zone}","{data: Workbook Author Name}","{data: Workbook Author Title}","{data: Specify Workbook Author Title}","{data: Energy Consultant Credential}","{data: Energy Consultant Credential Number}","{data: Property Owners Organization}","{data: Year Built}","{data: Number of Apartments}","{data: Number of Buildings}","{data: Number of Floors}","{data: Occupancy Type}","{data: Specify Occupancy Type}","{data: Total Number of Bedrooms}","{data: Gross Square Footage of Building(s)}","{data: Wall Construction Type}","{data: Specify Wall Construction Type}","{data: Are the walls insulated}","{data: Specify Wall Insulation Type}","{data: Roof Construction Method}","{data: Specify Roof Construction Method}","{data: Roof Insulation R-Value}","{data: Specify Roof Insulation R-Value}","{data: Window Frame Type}","{data: Other: Specify Window Frame Type}","{data: Glazing Type}","{data: Specify Glazing Type}","{data: Domestic Hot Water Heater (DHW) Type}","{data: DHW Fuel Type}","{data: DHW System Type}","{data: Is there a space cooling system}","{data: Space Cooling Type}","{data: Space Cooling System Type}","{data: Space Heating Type}","{data: Space Heating Fuel Type}","{data: Space Heating System Type}","{data: SST Notes}","{data: Quantity of pools and SPAs}","{data: Quantity of existing variable speed pumps}","{data: Pool Type}","{data: Spa Type}","{data: Estimated Pool Surface Area (sqft)}","{data: Estimated Spa Surface Area (sqft)}","{data: Existing high rise water pressure boosting system}","{data: Are existing booster(s) variable speed}","{data: Laundry}","{data: Dryer Type}","{data: Are the majority of refrigerators manufactured before 2000}","{data: Stove/Oven Type}","{data: All common area lighting upgraded to LED}","{data: Have 24 hour fixtures in corridor/stairwell/parking}","{data: Have night time fixtures (12 hour)}","{data: 24 Incandescent Wattage}","{data: 24 CFL Wattage}","{data: 24 Linear Fluorescent Wattage}","{data: 24 High Intensity Discharge Wattage}","{data: 24 Incandescent Quantity}","{data: 24 CFL Quantity}","{data: 24 Linear Fluorescent Quantity}","{data: 24 High Intensity Discharge Quantity}","{data: 12 Incandescent Wattage}","{data: 12 CFL Wattage}","{data: 12 Linear Fluorescent Wattage}","{data: 12 High Intensity Wattage}","{data: 12 Incandescent Quantity}","{data: 12 CFL Quantity}","{data: 12 Linear Fluorescent Quantity}","{data: 12 High Intensity Quantity}","{data: Wall Insulation Efficiency Opportunities}","{data: Roof Insulation Efficiency Opportunities}","{data: Glazing Type Efficiency Opportunities}","{data: Domestic Hot Water Heater (DHW) Type Efficiency Opportunities}","{data: Heating System Type Efficiency Opportunities}","{data: Cooling System Type Efficiency Opportunities}","{data: Refrigerators Efficiency Opportunities}","{data: Wall Insulation Estimated kWh/year Savings}","{data: Roof Insulation Estimated kWh/year Savings}","{data: Glazing Type Estimated kWh/year Savings}","{data: Domestic Hot Water Heater (DHW) Type Estimated kWh/year Savings}","{data: Heating System Type Estimated kWh/year Savings}","{data: Cooling System Type Estimated kWh/year Savings}","{data: Refrigerators Estimated kWh/year Savings}","{data: Total Tenant Efficiency Opportunities Savings}","{data: Pool Pump Efficiency Opportunities}","{data: 24 Hour Lighting Fixtures Efficiency Opportunities}","{data: Night Time Lighting Fixtures Efficiency Opportunities}","{data: Pool Pump Estimated kWh/year Savings}","{data: 24 Hour Lighting Fixtures Estimated kWh/year Savings}","{data: Night Time Lighting Fixtures Estimated kWh/year Savings}","{data: Total Owner Efficiency Opportunities Savings}","{data: Upgrade in-unit gas domestic hot water heating system to in-unit heat pump hot water heaters}","{data: Upgrade in-unit gas space heating system to in-unit heat pump heating system}","{data: Upgrade gas stove and oven to electric stove and oven}","{data: Upgrade all gas dryers to electric dryers}","{data: Add continuous ventilation to apartments}","{data: Estimated New kWh Load for Hot Water Heating System Upgrade}","{data: Estimated New kWh Load for Space Heating Upgrade}","{data: Estimated New kWh Load for Stove and Oven Upgrade}","{data: Estimated New kWh Load for Dryer Upgrade}","{data: Estimated New kWh Load for Ventilation Upgrade}","{data: Use custom calculations for added electric load}","{data: Estimated Added Load per Apartment (kWh)}","{data: Total Tenant New Electric Load}","{data: Upgrade central gas domestic hot water heating system to central heat pump hot water heaters}","{data: Upgrade gas pool heaters to heat pump pool heaters}","{data: Quantity of New EV Charging Stations}","{data: Estimated New kWh Load for Hot Water Heating Upgrade}","{data: Estimated New kWh Load for pool heaters}","{data: Estimated New kWh Load for EV Charging Stations}","{data: Total Common New Electric Load}","{data: Total kWh for all owner-paid accounts for the previous 12 month period}","{data: Total kWh for all tenant accounts for the previous 12 month period}","{data: Total kWh for All Owner-Paid Accounts for the Previous 12 Month Period 2}","{data: Owner Efficiency Opportunities Savings}","{data: Added Electric Load Opportunity}","{data: SST Common Area (kWh)}","{data: Planned Owner kWh PV Allocation}","{data: Total kWh for All Tenant Accounts for the Previous 12 Month Period 2}","{data: Tenant Efficiency Opportunities Savings}","{data: Added Tenant Electric Load Opportunity}","{data: SST Tenant Area (kWh)}","{data: Planned Tenant kWh PV Allocation}","{data: Maximum Incentivized Rating (kW)}"]
[{"$f":"'1. Instructions'!A2","v":"Version 1.33"},{"$f":"'2. Property Characteristics'!C4","v":"Application Number"},{"$f":"'2. Property Characteristics'!C9","v":"Enter Zip Code Above"},{"$f":"'2. Property Characteristics'!C10","v":0},{"$f":"'2. Property Characteristics'!C11","v":0},{"$f":"'2. Property Characteristics'!F11","v":0},{"$f":"'2. Property Characteristics'!C12","v":0},{"$f":"'2. Property Characteristics'!C13","v":0},{"$f":"'2. Property Characteristics'!C14","v":"Property Owner's Organization"},{"$f":"'2. Property Characteristics'!C21","v":0},{"$f":"'2. Property Characteristics'!C22","v":0},{"$f":"'2. Property Characteristics'!C23","v":0},{"$f":"'2. Property Characteristics'!C24","v":0},{"$f":"'2. Property Characteristics'!C25","v":0},{"$f":"'2. Property Characteristics'!F25","v":0},{"$f":"'2. Property Characteristics'!C26","v":0},{"$f":"'2. Property Characteristics'!C27","v":0},{"$f":"'2. Property Characteristics'!C29","v":0},{"$f":"'2. Property Characteristics'!F29","v":0},{"$f":"'2. Property Characteristics'!C30","v":0},{"$f":"'2. Property Characteristics'!F30","v":0},{"$f":"'2. Property Characteristics'!C31","v":0},{"$f":"'2. Property Characteristics'!F31","v":0},{"$f":"'2. Property Characteristics'!C32","v":0},{"$f":"'2. Property Characteristics'!F32","v":0},{"$f":"'2. Property Characteristics'!C33","v":0},{"$f":"'2. Property Characteristics'!F33","v":0},{"$f":"'2. Property Characteristics'!C34","v":0},{"$f":"'2. Property Characteristics'!F34","v":0},{"$f":"'2. Property Characteristics'!C36","v":0},{"$f":"'2. Property Characteristics'!C37","v":0},{"$f":"'2. Property Characteristics'!C38","v":0},{"$f":"'2. Property Characteristics'!C39","v":"No"},{"$f":"'2. Property Characteristics'!C40","v":0},{"$f":"'2. Property Characteristics'!C41","v":0},{"$f":"'2. Property Characteristics'!F36","v":0},{"$f":"'2. Property Characteristics'!F37","v":0},{"$f":"'2. Property Characteristics'!F38","v":0},{"$f":"'2. Property Characteristics'!E40","v":0},{"$f":"'2. Property Characteristics'!C44","v":0},{"$f":"'2. Property Characteristics'!C45","v":0},{"$f":"'2. Property Characteristics'!C46","v":0},{"$f":"'2. Property Characteristics'!C47","v":0},{"$f":"'2. Property Characteristics'!C48","v":0},{"$f":"'2. Property Characteristics'!C49","v":0},{"$f":"'2. Property Characteristics'!F44","v":0},{"$f":"'2. Property Characteristics'!F45","v":0},{"$f":"'2. Property Characteristics'!F46","v":0},{"$f":"'2. Property Characteristics'!F47","v":0},{"$f":"'2. Property Characteristics'!F48","v":0},{"$f":"'2. Property Characteristics'!F49","v":0},{"$f":"'2. Property Characteristics'!E51","v":"No"},{"$f":"'2. Property Characteristics'!E52","v":"No"},{"$f":"'2. Property Characteristics'!E53","v":"No"},{"$f":"'2. Property Characteristics'!C79","v":0},{"$f":"'2. Property Characteristics'!C80","v":0},{"$f":"'2. Property Characteristics'!C81","v":0},{"$f":"'2. Property Characteristics'!C82","v":0},{"$f":"'2. Property Characteristics'!D79","v":0},{"$f":"'2. Property Characteristics'!D80","v":0},{"$f":"'2. Property Characteristics'!D81","v":0},{"$f":"'2. Property Characteristics'!D82","v":0},{"$f":"'2. Property Characteristics'!F79","v":0},{"$f":"'2. Property Characteristics'!F80","v":0},{"$f":"'2. Property Characteristics'!F81","v":0},{"$f":"'2. Property Characteristics'!F82","v":0},{"$f":"'2. Property Characteristics'!G79","v":0},{"$f":"'2. Property Characteristics'!G80","v":0},{"$f":"'2. Property Characteristics'!G81","v":0},{"$f":"'2. Property Characteristics'!G82","v":0},{"$f":"'3. Opportunities'!D6","v":""},{"$f":"'3. Opportunities'!D7","v":""},{"$f":"'3. Opportunities'!D8","v":""},{"$f":"'3. Opportunities'!D9","v":""},{"$f":"'3. Opportunities'!D10","v":""},{"$f":"'3. Opportunities'!D11","v":""},{"$f":"'3. Opportunities'!D12","v":""},{"$f":"'3. Opportunities'!E6","v":0},{"$f":"'3. Opportunities'!E7","v":0},{"$f":"'3. Opportunities'!E8","v":0},{"$f":"'3. Opportunities'!E9","v":0},{"$f":"'3. Opportunities'!E10","v":0},{"$f":"'3. Opportunities'!E11","v":0},{"$f":"'3. Opportunities'!E12","v":0},{"$f":"'3. Opportunities'!E13","v":0},{"$f":"'3. Opportunities'!D15","v":"Efficiency Upgrade Not Assumed"},{"$f":"'3. Opportunities'!D16","v":"No Opportunities"},{"$f":"'3. Opportunities'!D17","v":"No Opportunities"},{"$f":"'3. Opportunities'!E15","v":0},{"$f":"'3. Opportunities'!E16","v":0},{"$f":"'3. Opportunities'!E17","v":0},{"$f":"'3. Opportunities'!E18","v":0},{"$f":"'3. Opportunities'!B22","v":"No"},{"$f":"'3. Opportunities'!B23","v":"No"},{"$f":"'3. Opportunities'!B24","v":"No"},{"$f":"'3. Opportunities'!B25","v":"No"},{"$f":"'3. Opportunities'!B26","v":"No"},{"$f":"'3. Opportunities'!E22","v":0},{"$f":"'3. Opportunities'!E23","v":0},{"$f":"'3. Opportunities'!E24","v":0},{"$f":"'3. Opportunities'!E25","v":0},{"$f":"'3. Opportunities'!E26","v":0},{"$f":"'3. Opportunities'!B27","v":"No"},{"$f":"'3. Opportunities'!E28","v":0},{"$f":"'3. Opportunities'!E29","v":0},{"$f":"'3. Opportunities'!B31","v":"No"},{"$f":"'3. Opportunities'!B32","v":"No"},{"$f":"'3. Opportunities'!B33","v":0},{"$f":"'3. Opportunities'!E31","v":0},{"$f":"'3. Opportunities'!E32","v":0},{"$f":"'3. Opportunities'!E33","v":0},{"$f":"'3. Opportunities'!E36","v":0},{"$f":"IF('3. Opportunities'!B40=\"User Entered\", 0, '3. Opportunities'!B40)","v":0},{"$f":"IF('3. Opportunities'!B42=\"User Entered\", 0, '3. Opportunities'!B42)","v":0},{"$f":"IF('3. Opportunities'!E54=\"User Entered\", 0, '3. Opportunities'!E54)","v":0},{"$f":"'3. Opportunities'!E55","v":0},{"$f":"'4. Signature'!G13","v":0},{"$f":"'3. Opportunities'!E57","v":0},{"$f":"IF('3. Opportunities'!E58=\"User Entered\", 0, '3. Opportunities'!E58)","v":0},{"$f":"'3. Opportunities'!E60","v":0},{"$f":"'3. Opportunities'!E61","v":0},{"$f":"'3. Opportunities'!E62","v":0},{"$f":"'3. Opportunities'!E63","v":0},{"$f":"IF('3. Opportunities'!E64=\"User Entered\", 0, '3. Opportunities'!E64)","v":0},{"$f":"'3. Opportunities'!#REF!","v":{"$error":"#REF!"}}]

{"sheet":"Efficiency Opportunities","index":6,"n_rows":45,"n_cols":12,"rows_kept":45,"cut":false,"hidden":true,"merged":[[17,1,17,2],[0,0,0,10]]}
["EFFICIENCY OPPORTUNITIES"]
["Climate Zone",{"$f":"IFERROR(VLOOKUP('2. Property Characteristics'!C9,Values!D22:E39,2, FALSE),\"\")","v":""}]
["Electric Utility",{"$f":"'2. Property Characteristics'!C18","v":"SCE"}]
["Space Heating Fuel Type",{"$f":"'2. Property Characteristics'!F37","v":0}]
["Space Cooling ?",{"$f":"'2. Property Characteristics'!C39","v":"No"}]
["SEER Less than 10?",{"$f":"'2. Property Characteristics'!C42","v":0}]
["DHW Fuel Type",{"$f":"'2. Property Characteristics'!C37","v":0}]
["Number of Apartments",{"$f":"'2. Property Characteristics'!C22","v":0}]
["Tenant Units - Potential kWh Savings"]
["Technology","Existing Conditions","Efficiency Opportunities","Criteria","Assumed Existing Performance Rating","Proposed Condition READI Energy Impact ID","Unit Basis","Unit Quantity","Estimated kWh Per Measure Unit",null,"Estimated kWh Savings Per Building"]
["Wall Insulation",{"$f":"IF('2. Property Characteristics'!C30=\"\",\"\",IF('2. Property Characteristics'!C30=\"Yes\",\"R-13\",\"R-0\"))","v":""},{"$f":"IF(B11=Values!E4, Values!F22, Values!F24)","v":"Not ESA Eligible, please refer to other energy efficiency programs."},"N/A",{"$f":"B11","v":""},{"$f":"IFERROR(INDEX('DEER Energy Savings'!D4:D73,MATCH(1,(A11='DEER Energy Savings'!A4:A73)*(C11='DEER Energy Savings'!C4:C73)*($B$3='DEER Energy Savings'!B4:B73),0)),Values!F24)","v":"Not ESA Eligible, please refer to other energy efficiency programs."},"sq ft wall insulation",{"$f":"IFERROR(SQRT('2. Property Characteristics'!C27/'2. Property Characteristics'!C24)*4*9*'2. Property Characteristics'!C24,0)","v":0},0,null,{"$f":"IFERROR(I11*H11,0)","v":0}]
["Roof Insulation",{"$f":"IF('2. Property Characteristics'!C32=\"\",\"\",'2. Property Characteristics'!C32)","v":""},{"$f":"IFERROR(IF(AND(OR(B12=Values!H2,B12=Values!H3),'2. Property Characteristics'!C31=Values!G2),INDEX('DEER Energy Savings'!C4:C73,MATCH(1,(A12='DEER Energy Savings'!A4:A73)*(B3='DEER Energy Savings'!B4:B73)*(B2='DEER Energy Savings'!L4:L73),0)),Values!F24),Values!F24)","v":"Not ESA Eligible, please refer to other energy efficiency programs."},"Less than R-19 (Upgrade to R-30 in CZ2-10; to R-38 in CZ1 and 11-16)","R-0",{"$f":"IFERROR(INDEX('DEER Energy Savings'!D4:D73,MATCH(1,(A12='DEER Energy Savings'!A4:A73)*(C12='DEER Energy Savings'!C4:C73)*($B$3='DEER Energy Savings'!B4:B73),0)),Values!F24)","v":"Not ESA Eligible, please refer to other energy efficiency programs."},"sq ft roof insulation",{"$f":"IFERROR('2. Property Characteristics'!C27/'2. Property Characteristics'!C24,0)","v":0},{"$f":"IFERROR(INDEX('DEER Energy Savings'!E4:E73,MATCH(1,(F12='DEER Energy Savings'!D4:D73)*($B$2='DEER Energy Savings'!L4:L73)*($B$3='DEER Energy Savings'!B4:B73),0)),0)","v":0},null,{"$f":"I12*H12","v":0}]
["Glazing type",{"$f":"IF('2. Property Characteristics'!C34=\"\",\"\",'2. Property Characteristics'!C34)","v":""},{"$f":"IF(B13=Values!J3,Values!F24,Values!F24)","v":"Not ESA Eligible, please refer to other energy efficiency programs."},"N/A",{"$f":"B13","v":""},{"$f":"IFERROR(INDEX('DEER Energy Savings'!D4:D73,MATCH(1,(A13='DEER Energy Savings'!A4:A73)*(C13='DEER Energy Savings'!C4:C73)*($B$3='DEER Energy Savings'!B4:B73),0)),Values!F24)","v":"Not ESA Eligible, please refer to other energy efficiency programs."},"SQFT Window",{"$f":"'2. Property Characteristics'!C27*0.15","v":0},0,null,0]
["DHW Type",{"$f":"IF('2. Property Characteristics'!C36=\"\",\"\",IF('2. Property Characteristics'!C36=Values!A12,'2. Property Characteristics'!C38, \"No In-Unit DHW Systems\"))","v":""},{"$f":"_xlfn.IFNA(IF(Values!K22=Values!F10,INDEX('DEER Energy Savings'!C4:C73,MATCH(1,(A14='DEER Energy Savings'!A4:A73)*(B3='DEER Energy Savings'!B4:B73),0)),IF(OR(B7=Values!B11,B7=Values!B13),Values!F23,Values!F24)),Values!F24)","v":"Not ESA Eligible, please refer to other energy efficiency programs."},"Electric Resistance DHW",{"$f":"B14","v":""},{"$f":"IFERROR(INDEX('DEER Energy Savings'!D4:D73,MATCH(1,(A14='DEER Energy Savings'!A4:A73)*(C14='DEER Energy Savings'!C4:C73)*($B$3='DEER Energy Savings'!B4:B73),0)),Values!F24)","v":"Not ESA Eligible, please refer to other energy efficiency programs."},"Per Water Heater",{"$f":"'2. Property Characteristics'!C22*1","v":0},{"$f":"IFERROR(INDEX('DEER Energy Savings'!E4:E73,MATCH(1,(F14='DEER Energy Savings'!D4:D73)*($B$3='DEER Energy Savings'!B4:B73),0)),0)","v":0},null,0]
["Heating System Type",{"$f":"IF('2. Property Characteristics'!F36=\"\",\"\",IF('2. Property Characteristics'!F36=Values!A12,'2. Property Characteristics'!F38,\"No In-Unit Heating Systems\"))","v":""},{"$f":"IF(Values!K23=Values!I10,Values!F23,IF(AND(OR(B15=Values!J14,B15=Values!J15),'2. Property Characteristics'!C42=Values!R2),INDEX('DEER Energy Savings'!C4:C73,MATCH(1,(A15='DEER Energy Savings'!A4:A73)*($B$2='DEER Energy Savings'!L4:L73)*($B$3='DEER Energy Savings'!B4:B73),0)),Values!F24))","v":"Not ESA Eligible, please refer to other energy efficiency programs."},"Exsiting HP SEER <10 ","SEER 10",{"$f":"IFERROR(INDEX('DEER Energy Savings'!D4:D73,MATCH(1,(C15='DEER Energy Savings'!C4:C73)*($B$2='DEER Energy Savings'!L4:L73)*($B$3='DEER Energy Savings'!B4:B73),0)),Values!F24)","v":"Not ESA Eligible, please refer to other energy efficiency programs."},"Per Ton(if heat pump)",{"$f":"2*'2. Property Characteristics'!C22","v":0},{"$f":"IFERROR(INDEX('DEER Energy Savings'!E4:E73,MATCH(1,(F15='DEER Energy Savings'!D4:D73)*($B$2='DEER Energy Savings'!L4:L73)*($B$3='DEER Energy Savings'!B4:B73),0)),0)","v":0},null,0]
["Cooling System Type",{"$f":"IF('2. Property Characteristics'!C41=\"\",\"\",IF(B5=\"No\", \"No Cooling System\",IF('2. Property Characteristics'!C40=Values!A11,\"No In-Unit Cooling Systems\",IF('2. Property Characteristics'!C40=Values!L10, '2. Property Characteristics'!C41,'2. Property Characteristics'!C41))))","v":""},{"$f":"IFERROR(IF(OR(B5=\"No\",AND('2. Property Characteristics'!C41<>Values!L15,'2. Property Characteristics'!C41<>Values!L14, '2. Property Characteristics'!C41<>Values!L17,'2. Property Characteristics'!C41<>Values!L18)),Values!F24,IF(B6=\"No\",Values!F24, INDEX('DEER Energy Savings'!C4:C73,MATCH(1,(A16='DEER Energy Savings'!A4:A73)*(B2='DEER Energy Savings'!L4:L73)*(B3='DEER Energy Savings'!B4:B73),0)))),Values!F24)","v":"Not ESA Eligible, please refer to other energy efficiency programs."},"Exsiting split AC SEER <10","SEER 10",{"$f":"IFERROR(INDEX('DEER Energy Savings'!D4:D73,MATCH(1,(A16='DEER Energy Savings'!A4:A73)*(C16='DEER Energy Savings'!C4:C73)*($B$3='DEER Energy Savings'!B4:B73),0)),Values!F24)","v":"Not ESA Eligible, please refer to other energy efficiency programs."},"Per Ton (split AC)/Per System Unit(Room AC)",{"$f":"IF(OR(B16=Values!L11,B16=Values!L12),'2. Property Characteristics'!C22,'2. Property Characteristics'!C22*2)","v":0},{"$f":"IFERROR(INDEX('DEER Energy Savings'!E4:E73,MATCH(1,(F16='DEER Energy Savings'!D4:D73)*($B$2='DEER Energy Savings'!L4:L73)*($B$3='DEER Energy Savings'!B4:B73),0)),0)","v":0},null,0]
["Refrigerators",{"$f":"IF('2. Property Characteristics'!F48=\"\",\"\",IF('2. Property Characteristics'!F48=\"Yes\",Values!J22,Values!J23))","v":""},{"$f":"IF(B17=Values!J22,Values!J24,Values!F24)","v":"Not ESA Eligible, please refer to other energy efficiency programs."},"Pre-2000, have not been upgraded",{"$f":"IF(B17=Values!J22,Values!J25,Values!J26)","v":"399 kWh/yr"},{"$f":"IFERROR(INDEX('DEER Energy Savings'!D4:D73,MATCH(1,(A17='DEER Energy Savings'!A4:A73)*(C17='DEER Energy Savings'!C4:C73)*($B$3='DEER Energy Savings'!B4:B73),0)),Values!F24)","v":"Not ESA Eligible, please refer to other energy efficiency programs."},"Per Refrigerators",{"$f":"'2. Property Characteristics'!C22","v":0},{"$f":"IFERROR(INDEX('DEER Energy Savings'!E4:E73,MATCH(1,(F17='DEER Energy Savings'!D4:D73)*($B$3='DEER Energy Savings'!B4:B73),0)),0)","v":0},null,0]
["TOTAL TENANT KWH SAVINGS",{"$f":"SUM(K11:K17)","v":0}]
["Common Area - Potential kWh Savings"]
["Pool Pumps","Existing Conditions","Efficiency Opportunities",null,null,null,"Unit Basis","Quantity","Estimated kWh Savings Per Pump","Estimated Total kWh Savings","Estimated kWh Savings Per Building"]
["Pool Pump",{"$f":"IF('2. Property Characteristics'!C44=0,\"No Pool Pump\",IF('2. Property Characteristics'!C44-'2. Property Characteristics'!C45>0,\"Single Speed Pump\",\"Variable Speed Pool Pump\"))","v":"No Pool Pump"},{"$f":"IF(('2. Property Characteristics'!C44-'2. Property Characteristics'!C45<=0), Values!F22,\"Variable Speed Pump\")","v":"Efficiency Upgrade Not Assumed"},null,null,null,"Per Pump",{"$f":"IF('2. Property Characteristics'!C44=0,0,('2. Property Characteristics'!C44-'2. Property Characteristics'!C45))","v":0},888,{"$f":"IF(H21<0,0,I21*H21)","v":0},{"$f":"J21","v":0}]
["EXISTING 24 HOUR LIGHTING FIXTURES",null,null,null,"EXISTING NIGHTTIME (12 HOUR) LIGHTING FIXTURES",null,null,null,"24 HOUR FIXTURES SAVINGS PER UNIT","24 HOUR FIXTURES SAVINGS TOTAL","12 HOUR FIXTURES SAVINGS PER UNIT","12 HOUR FIXTURES SAVINGS TOTAL"]
["Lighting Codes","Existing Wattage","Quantity","Proposed LED Wattage","Lighting Codes","Existing Wattage","Quantity","Proposed LED Wattage"]
[{"$f":"IFERROR(VLOOKUP('2. Property Characteristics'!B56,Values!$P$11:$Q$14,2,FALSE),\"\")","v":""},{"$f":"IFERROR(VLOOKUP('2. Property Characteristics'!C56,Values!$R$22:$S$36,2,FALSE),0)","v":0},{"$f":"'2. Property Characteristics'!D56","v":0},{"$f":"B24/2","v":0},{"$f":"IFERROR(VLOOKUP('2. Property Characteristics'!E56,Values!$P$11:$Q$14,2,FALSE),\"\")","v":""},{"$f":"IFERROR(VLOOKUP('2. Property Characteristics'!F56,Values!$R$22:$S$36,2,FALSE),0)","v":0},{"$f":"'2. Property Characteristics'!G56","v":0},{"$f":"F24/2","v":0},{"$f":"B24-D24","v":0},{"$f":"(I24*C24)/1000*8760","v":0},{"$f":"F24-H24","v":0},{"$f":"(H24*G24)/1000*4380","v":0}]
[{"$f":"IFERROR(VLOOKUP('2. Property Characteristics'!B57,Values!$P$11:$Q$14,2,FALSE),\"\")","v":""},{"$f":"IFERROR(VLOOKUP('2. Property Characteristics'!C57,Values!$R$22:$S$36,2,FALSE),0)","v":0},{"$f":"'2. Property Characteristics'!D57","v":0},{"$f":"B25/2","v":0},{"$f":"IFERROR(VLOOKUP('2. Property Characteristics'!E57,Values!$P$11:$Q$14,2,FALSE),\"\")","v":""},{"$f":"IFERROR(VLOOKUP('2. Property Characteristics'!F57,Values!$R$22:$S$36,2,FALSE),0)","v":0},{"$f":"'2. Property Characteristics'!G57","v":0},{"$f":"F25/2","v":0},{"$f":"B25-D25","v":0},{"$f":"(I25*C25)/1000*8760","v":0},{"$f":"F25-H25","v":0},{"$f":"(H25*G25)/1000*4380","v":0}]
[{"$f":"IFERROR(VLOOKUP('2. Property Characteristics'!B58,Values!$P$11:$Q$14,2,FALSE),\"\")","v":""},{"$f":"IFERROR(VLOOKUP('2. Property Characteristics'!C58,Values!$R$22:$S$36,2,FALSE),0)","v":0},{"$f":"'2. Property Characteristics'!D58","v":0},0,{"$f":"IFERROR(VLOOKUP('2. Property Characteristics'!E58,Values!$P$11:$Q$14,2,FALSE),\"\")","v":""},{"$f":"IFERROR(VLOOKUP('2. Property Characteristics'!F58,Values!$R$22:$S$36,2,FALSE),0)","v":0},{"$f":"'2. Property Characteristics'!G58","v":0},0,0,0,0,0]
[{"$f":"IFERROR(VLOOKUP('2. Property Characteristics'!B59,Values!$P$11:$Q$14,2,FALSE),\"\")","v":""},{"$f":"IFERROR(VLOOKUP('2. Property Characteristics'!C59,Values!$R$22:$S$36,2,FALSE),0)","v":0},{"$f":"'2. Property Characteristics'!D59","v":0},0,{"$f":"IFERROR(VLOOKUP('2. Property Characteristics'!E59,Values!$P$11:$Q$14,2,FALSE),\"\")","v":""},{"$f":"IFERROR(VLOOKUP('2. Property Characteristics'!F59,Values!$R$22:$S$36,2,FALSE),0)","v":0},{"$f":"'2. Property Characteristics'!G59","v":0},0,0,0,0,0]
[{"$f":"IFERROR(VLOOKUP('2. Property Characteristics'!B60,Values!$P$11:$Q$14,2,FALSE),\"\")","v":""},{"$f":"IFERROR(VLOOKUP('2. Property Characteristics'!C60,Values!$R$22:$S$36,2,FALSE),0)","v":0},{"$f":"'2. Property Characteristics'!D60","v":0},0,{"$f":"IFERROR(VLOOKUP('2. Property Characteristics'!E60,Values!$P$11:$Q$14,2,FALSE),\"\")","v":""},{"$f":"IFERROR(VLOOKUP('2. Property Characteristics'!F60,Values!$R$22:$S$36,2,FALSE),0)","v":0},{"$f":"'2. Property Characteristics'!G60","v":0},0,0,0,0,0]
[{"$f":"IFERROR(VLOOKUP('2. Property Characteristics'!B61,Values!$P$11:$Q$14,2,FALSE),\"\")","v":""},{"$f":"IFERROR(VLOOKUP('2. Property Characteristics'!C61,Values!$R$22:$S$36,2,FALSE),0)","v":0},{"$f":"'2. Property Characteristics'!D61","v":0},0,{"$f":"IFERROR(VLOOKUP('2. Property Characteristics'!E61,Values!$P$11:$Q$14,2,FALSE),\"\")","v":""},{"$f":"IFERROR(VLOOKUP('2. Property Characteristics'!F61,Values!$R$22:$S$36,2,FALSE),0)","v":0},{"$f":"'2. Property Characteristics'!G61","v":0},0,0,0,0,0]
[{"$f":"IFERROR(VLOOKUP('2. Property Characteristics'!B62,Values!$P$11:$Q$14,2,FALSE),\"\")","v":""},{"$f":"IFERROR(VLOOKUP('2. Property Characteristics'!C62,Values!$R$22:$S$36,2,FALSE),0)","v":0},{"$f":"'2. Property Characteristics'!D62","v":0},0,{"$f":"IFERROR(VLOOKUP('2. Property Characteristics'!E62,Values!$P$11:$Q$14,2,FALSE),\"\")","v":""},{"$f":"IFERROR(VLOOKUP('2. Property Characteristics'!F62,Values!$R$22:$S$36,2,FALSE),0)","v":0},{"$f":"'2. Property Characteristics'!G62","v":0},0,0,0,0,0]
[{"$f":"IFERROR(VLOOKUP('2. Property Characteristics'!B63,Values!$P$11:$Q$14,2,FALSE),\"\")","v":""},{"$f":"IFERROR(VLOOKUP('2. Property Characteristics'!C63,Values!$R$22:$S$36,2,FALSE),0)","v":0},{"$f":"'2. Property Characteristics'!D63","v":0},0,{"$f":"IFERROR(VLOOKUP('2. Property Characteristics'!E63,Values!$P$11:$Q$14,2,FALSE),\"\")","v":""},{"$f":"IFERROR(VLOOKUP('2. Property Characteristics'!F63,Values!$R$22:$S$36,2,FALSE),0)","v":0},{"$f":"'2. Property Characteristics'!G63","v":0},0,0,0,0,0]
[{"$f":"IFERROR(VLOOKUP('2. Property Characteristics'!B64,Values!$P$11:$Q$14,2,FALSE),\"\")","v":""},{"$f":"IFERROR(VLOOKUP('2. Property Characteristics'!C64,Values!$R$22:$S$36,2,FALSE),0)","v":0},{"$f":"'2. Property Characteristics'!D64","v":0},0,{"$f":"IFERROR(VLOOKUP('2. Property Characteristics'!E64,Values!$P$11:$Q$14,2,FALSE),\"\")","v":""},{"$f":"IFERROR(VLOOKUP('2. Property Characteristics'!F64,Values!$R$22:$S$36,2,FALSE),0)","v":0},{"$f":"'2. Property Characteristics'!G64","v":0},0,0,0,0,0]
[{"$f":"IFERROR(VLOOKUP('2. Property Characteristics'!B65,Values!$P$11:$Q$14,2,FALSE),\"\")","v":""},{"$f":"IFERROR(VLOOKUP('2. Property Characteristics'!C65,Values!$R$22:$S$36,2,FALSE),0)","v":0},{"$f":"'2. Property Characteristics'!D65","v":0},0,{"$f":"IFERROR(VLOOKUP('2. Property Characteristics'!E65,Values!$P$11:$Q$14,2,FALSE),\"\")","v":""},{"$f":"IFERROR(VLOOKUP('2. Property Characteristics'!F65,Values!$R$22:$S$36,2,FALSE),0)","v":0},{"$f":"'2. Property Characteristics'!G65","v":0},0,0,0,0,0]
[{"$f":"IFERROR(VLOOKUP('2. Property Characteristics'!B66,Values!$P$11:$Q$14,2,FALSE),\"\")","v":""},{"$f":"IFERROR(VLOOKUP('2. Property Characteristics'!C66,Values!$R$22:$S$36,2,FALSE),0)","v":0},{"$f":"'2. Property Characteristics'!D66","v":0},0,{"$f":"IFERROR(VLOOKUP('2. Property Characteristics'!E66,Values!$P$11:$Q$14,2,FALSE),\"\")","v":""},{"$f":"IFERROR(VLOOKUP('2. Property Characteristics'!F66,Values!$R$22:$S$36,2,FALSE),0)","v":0},{"$f":"'2. Property Characteristics'!G66","v":0},0,0,0,0,0]
[{"$f":"IFERROR(VLOOKUP('2. Property Characteristics'!B67,Values!$P$11:$Q$14,2,FALSE),\"\")","v":""},{"$f":"IFERROR(VLOOKUP('2. Property Characteristics'!C67,Values!$R$22:$S$36,2,FALSE),0)","v":0},{"$f":"'2. Property Characteristics'!D67","v":0},0,{"$f":"IFERROR(VLOOKUP('2. Property Characteristics'!E67,Values!$P$11:$Q$14,2,FALSE),\"\")","v":""},{"$f":"IFERROR(VLOOKUP('2. Property Characteristics'!F67,Values!$R$22:$S$36,2,FALSE),0)","v":0},{"$f":"'2. Property Characteristics'!G67","v":0},0,0,0,0,0]
[{"$f":"IFERROR(VLOOKUP('2. Property Characteristics'!B68,Values!$P$11:$Q$14,2,FALSE),\"\")","v":""},{"$f":"IFERROR(VLOOKUP('2. Property Characteristics'!C68,Values!$R$22:$S$36,2,FALSE),0)","v":0},{"$f":"'2. Property Characteristics'!D68","v":0},0,{"$f":"IFERROR(VLOOKUP('2. Property Characteristics'!E68,Values!$P$11:$Q$14,2,FALSE),\"\")","v":""},{"$f":"IFERROR(VLOOKUP('2. Property Characteristics'!F68,Values!$R$22:$S$36,2,FALSE),0)","v":0},{"$f":"'2. Property Characteristics'!G68","v":0},0,0,0,0,0]
[{"$f":"IFERROR(VLOOKUP('2. Property Characteristics'!B69,Values!$P$11:$Q$14,2,FALSE),\"\")","v":""},{"$f":"IFERROR(VLOOKUP('2. Property Characteristics'!C69,Values!$R$22:$S$36,2,FALSE),0)","v":0},{"$f":"'2. Property Characteristics'!D69","v":0},0,{"$f":"IFERROR(VLOOKUP('2. Property Characteristics'!E69,Values!$P$11:$Q$14,2,FALSE),\"\")","v":""},{"$f":"IFERROR(VLOOKUP('2. Property Characteristics'!F69,Values!$R$22:$S$36,2,FALSE),0)","v":0},{"$f":"'2. Property Characteristics'!G69","v":0},0,0,0,0,0]
[{"$f":"IFERROR(VLOOKUP('2. Property Characteristics'!B70,Values!$P$11:$Q$14,2,FALSE),\"\")","v":""},{"$f":"IFERROR(VLOOKUP('2. Property Characteristics'!C70,Values!$R$22:$S$36,2,FALSE),0)","v":0},{"$f":"'2. Property Characteristics'!D70","v":0},0,{"$f":"IFERROR(VLOOKUP('2. Property Characteristics'!E70,Values!$P$11:$Q$14,2,FALSE),\"\")","v":""},{"$f":"IFERROR(VLOOKUP('2. Property Characteristics'!F70,Values!$R$22:$S$36,2,FALSE),0)","v":0},{"$f":"'2. Property Characteristics'!G70","v":0},0,0,0,0,0]
[{"$f":"IFERROR(VLOOKUP('2. Property Characteristics'!B71,Values!$P$11:$Q$14,2,FALSE),\"\")","v":""},{"$f":"IFERROR(VLOOKUP('2. Property Characteristics'!C71,Values!$R$22:$S$36,2,FALSE),0)","v":0},{"$f":"'2. Property Characteristics'!D71","v":0},0,{"$f":"IFERROR(VLOOKUP('2. Property Characteristics'!E71,Values!$P$11:$Q$14,2,FALSE),\"\")","v":""},{"$f":"IFERROR(VLOOKUP('2. Property Characteristics'!F71,Values!$R$22:$S$36,2,FALSE),0)","v":0},{"$f":"'2. Property Characteristics'!G71","v":0},0,0,0,0,0]
[{"$f":"IFERROR(VLOOKUP('2. Property Characteristics'!B72,Values!$P$11:$Q$14,2,FALSE),\"\")","v":""},{"$f":"IFERROR(VLOOKUP('2. Property Characteristics'!C72,Values!$R$22:$S$36,2,FALSE),0)","v":0},{"$f":"'2. Property Characteristics'!D72","v":0},0,{"$f":"IFERROR(VLOOKUP('2. Property Characteristics'!E72,Values!$P$11:$Q$14,2,FALSE),\"\")","v":""},{"$f":"IFERROR(VLOOKUP('2. Property Characteristics'!F72,Values!$R$22:$S$36,2,FALSE),0)","v":0},{"$f":"'2. Property Characteristics'!G72","v":0},0,0,0,0,0]
[{"$f":"IFERROR(VLOOKUP('2. Property Characteristics'!B73,Values!$P$11:$Q$14,2,FALSE),\"\")","v":""},{"$f":"IFERROR(VLOOKUP('2. Property Characteristics'!C73,Values!$R$22:$S$36,2,FALSE),0)","v":0},{"$f":"'2. Property Characteristics'!D73","v":0},0,{"$f":"IFERROR(VLOOKUP('2. Property Characteristics'!E73,Values!$P$11:$Q$14,2,FALSE),\"\")","v":""},{"$f":"IFERROR(VLOOKUP('2. Property Characteristics'!F73,Values!$R$22:$S$36,2,FALSE),0)","v":0},{"$f":"'2. Property Characteristics'!G73","v":0},0,0,0,0,0]
[{"$f":"IFERROR(VLOOKUP('2. Property Characteristics'!B74,Values!$P$11:$Q$14,2,FALSE),\"\")","v":""},{"$f":"IFERROR(VLOOKUP('2. Property Characteristics'!C74,Values!$R$22:$S$36,2,FALSE),0)","v":0},{"$f":"'2. Property Characteristics'!D74","v":0},0,{"$f":"IFERROR(VLOOKUP('2. Property Characteristics'!E74,Values!$P$11:$Q$14,2,FALSE),\"\")","v":""},{"$f":"IFERROR(VLOOKUP('2. Property Characteristics'!F74,Values!$R$22:$S$36,2,FALSE),0)","v":0},{"$f":"'2. Property Characteristics'!G74","v":0},0,0,0,0,0]
[{"$f":"IFERROR(VLOOKUP('2. Property Characteristics'!B75,Values!$P$11:$Q$14,2,FALSE),\"\")","v":""},{"$f":"IFERROR(VLOOKUP('2. Property Characteristics'!C75,Values!$R$22:$S$36,2,FALSE),0)","v":0},{"$f":"'2. Property Characteristics'!D75","v":0},0,{"$f":"IFERROR(VLOOKUP('2. Property Characteristics'!E75,Values!$P$11:$Q$14,2,FALSE),\"\")","v":""},{"$f":"IFERROR(VLOOKUP('2. Property Characteristics'!F75,Values!$R$22:$S$36,2,FALSE),0)","v":0},{"$f":"'2. Property Characteristics'!G75","v":0},0,0,0,0,0]
[{"$f":"IFERROR(VLOOKUP('2. Property Characteristics'!B76,Values!$P$11:$Q$14,2,FALSE),\"\")","v":""},{"$f":"IFERROR(VLOOKUP('2. Property Characteristics'!C76,Values!$R$22:$S$36,2,FALSE),0)","v":0},{"$f":"'2. Property Characteristics'!D76","v":0},0,{"$f":"IFERROR(VLOOKUP('2. Property Characteristics'!E76,Values!$P$11:$Q$14,2,FALSE),\"\")","v":""},{"$f":"IFERROR(VLOOKUP('2. Property Characteristics'!F76,Values!$R$22:$S$36,2,FALSE),0)","v":0},{"$f":"'2. Property Characteristics'!G76","v":0},0,0,0,0,0]
[null,null,null,null,null,null,null,null,"24 HOUR FIXTURES TOTAL SAVINGS",{"$f":"SUM(J24:J44)","v":0},"12 HOUR FIXTURES TOTAL SAVINGS",{"$f":"SUM(L24:L44)","v":0}]

{"sheet":"Electric Load Opportunity","index":7,"n_rows":24,"n_cols":8,"rows_kept":24,"cut":false,"hidden":true,"merged":[[23,0,23,1],[0,0,0,6],[7,0,7,6],[15,0,15,6],[14,0,14,1]]}
["ELECTRIC LOAD OPPORTUNITIES"]
["Climate Zone",{"$f":"VLOOKUP('2. Property Characteristics'!C9,Values!D21:E39,2, FALSE)","v":{"$error":"#N/A"}}]
["Electric Utility",{"$f":"'2. Property Characteristics'!C18","v":"SCE"}]
["DHW Type",{"$f":"'2. Property Characteristics'!C36","v":0}]
["DHW Fuel Type",{"$f":"'2. Property Characteristics'!C37","v":0}]
["Space Heating Type",{"$f":"'2. Property Characteristics'!F36","v":0}]
["Space Heating Fuel Type",{"$f":"'2. Property Characteristics'!F37","v":0}]
["COMMON AREA"]
["Technology","Existing Conditions","Electric Load Opportunity","Accepted?","Quantity","New Electric Consumption (kWh)",null,"Source/Notes"]
["Central Gas DHW to HWHP",{"$f":"IF(B4=Values!A11,'2. Property Characteristics'!C38,\"No Central System\")","v":"No Central System"},{"$f":"IF(OR(B4=Values!A12,B5=Values!B12),Values!F24,\"Central Heat Pump Water Heater\")","v":"Central Heat Pump Water Heater"},{"$f":"'3. Opportunities'!B31","v":"No"},{"$f":"'2. Property Characteristics'!C22","v":0},{"$f":"E10*1600","v":0},"1600 kWh/apt","Placeholder for now. Assumes 176 therms per apt and BTU conversion @ 2.58 COP "]
["Gas Pool Heater to HPWH",null,null,{"$f":"'3. Opportunities'!B32","v":"No"},null,{"$f":"'Pool Heater Load Calcs'!B22","v":{"$error":"#N/A"}},"See pool heater calcs"]
[null,"Quantity Proposed"]
["Add New EV Charging Station",{"$f":"'3. Opportunities'!B33","v":0},null,null,null,{"$f":"1825*B13","v":0},"1825 kWh/station","Based on typical usage per day for residential EV. Likely custom needed for MF"]
["Enter Estimated Added Total Owner Load(kWh) ",null,null,null,null,{"$f":"IFERROR('3. Opportunities'!B35*1,0)","v":0}]
["TOTAL COMMON AREA NEW ElECTRIC LOAD (kWh)",null,{"$f":"SUM(F10:F13)","v":{"$error":"#N/A"}}]
["APT"]
["Technology","Existing Conditions","Electric Load Opportunity","Accepted?","Quantity","New Electric Consumption (kWh)"]
["Gas DHW to HPHW",{"$f":"IF(B4=Values!A12,'2. Property Characteristics'!C38,\"No In Unit System\")","v":"No In Unit System"},"HPHW",{"$f":"'3. Opportunities'!B22","v":"No"},{"$f":"'2. Property Characteristics'!C22","v":0},{"$f":"IF(D18=\"Yes\",E18*814,0)","v":0},"814 kWh/apt","PGECODHW106"]
["Space Heat Gas to HP",{"$f":"IF(B6=Values!A12,'2. Property Characteristics'!F38,\"No In Unit System\")","v":"No In Unit System"},"Heat Pump Heaters",{"$f":"'3. Opportunities'!B23","v":"No"},{"$f":"'2. Property Characteristics'!C22","v":0},{"$f":"IF(D19=\"Yes\",IF('2. Property Characteristics'!C39=\"No\",'Electric Load Opportunity'!E19*522,'Electric Load Opportunity'!E19*198),0)","v":0},"522 kWh (if no AC existing); 198 kWh (if AC existing)","https://www.energy.ca.gov/2010publications/CEC-200-2010-004/CEC-200-2010-004-V2.PDF"]
["Gas Cooking to Electric Cooking",{"$f":"'2. Property Characteristics'!F49","v":0},{"$f":"IF(B20=Values!P3, Values!F24, \"Electric Induction\")","v":"Electric Induction"},{"$f":"'3. Opportunities'!B24","v":"No"},{"$f":"'2. Property Characteristics'!C22","v":0},{"$f":"IF(D20=\"Yes\",E20*165,0)","v":0},"165 kWh per apt","https://www.energy.ca.gov/2010publications/CEC-200-2010-004/CEC-200-2010-004-V2.PDF"]
["Gas Dryer to Heat Pump Dryer",{"$f":"'2. Property Characteristics'!F47","v":0},{"$f":"IF(B21=Values!P3, Values!F24, \"Heat Pump Dryer\")","v":"Heat Pump Dryer"},{"$f":"'3. Opportunities'!B25","v":"No"},{"$f":"'2. Property Characteristics'!C22","v":0},{"$f":"IF(D21=\"Yes\",E21*480,0)","v":0},"480 kWh per apt","https://www.energy.ca.gov/2010publications/CEC-200-2010-004/CEC-200-2010-004-V2.PDF"]
["Add Continuous Ventilation","N/A","Continuous Ventilation",{"$f":"'3. Opportunities'!B26","v":"No"},{"$f":"'2. Property Characteristics'!C22","v":0},{"$f":"IF(D22=\"Yes\",E22*350,0)","v":0},"350 kWh/apt","Assumes 40W running 8760/year"]
[{"$f":"'3. Opportunities'!C28","v":"Enter Estimated Added Load per Apartment (kWh) "},null,null,null,{"$f":"'2. Property Characteristics'!C22","v":0},{"$f":"IFERROR(E23*'3. Opportunities'!B28,0)","v":0}]
["TOTAL TENANT  NEW ElECTRIC LOAD (kWh)",null,{"$f":"SUM(F18:F23)","v":0}]

{"sheet":"Values","index":8,"n_rows":44,"n_cols":21,"rows_kept":44,"cut":false,"hidden":true,"merged":[[9,16,9,20]]}
["Contract Person Title","Credentials","Occupancy Type","Wall Construction Type","Nominal Wall Insulation R Value","Wall Insulation Database","Roof Construction Method","Roof Insulation R Value","Roof Insulation Database","Glazing Type","Glazing Database","Window FRAME type","Laundry","Laundry Database",null,"Dryer Type",null,"Yes/No","Pool Database","Stove Type","Stove Database"]
["Property Staff","BPI Multifamily Building Analyst (MFBA)","Senior","Wood","R-0","Wall Insulation (R0 to R11)","Pitched","R-0","Ceiling/Roof Insulation (R0 to R4)","Single Pane","Single Pane, u-factor = 1.19, and SHGC = 0.83","Wood",null,"Electric clothes dryers manufactured on or after May, 14th 1994 to January 1, 2015 ",null,"Natural Gas",null,"Yes","Single Speed Pool Pump","Standard","Standard Electric Stove- 65% efficient"]
["Solar Contractor","California HERS Whole House Rater","Families","Brick","R-11","Wall Insulation (R0 to R11)","Flat Wood","R-19","Ceiling/Roof Insulation (R19)","Double Pane","Energy Star Double Pane, u-factor = 0.32, and SHGC = 0.25","Vinyl ",null,null,null,"Electricity",null,"No","Two Speed Pool Pump","Induction","Induction Stove- 90% efficient"]
["Energy Efficiency Consultant","RESNET Rater","Mixed","Concrete","R-13","Wall Insulation (R13)","Flat Concrete","R-30","Ceiling/Roof Insulation (>=R30)","Other",null,"Metal",null,null,null,"Propane",null,null,"Variable Speed Pool Pump"]
["Other","GreenPoint Rater Existing Home Multifamily","Supportive Housing","Metal","R-15","Wall Insulation (>=R14)","Other","R-38","Ceiling/Roof Insulation (>=R30)",null,null,"Other"]
[null,"AEE Certified Energy Manager (CEM)","Single Room Occupancy","Other","Other","Wall Insulation (>=R14)",null,"Other"]
[null,"ASHRAE (BCxP, BEAP, BEMP or HBDP)","Other"]
[null,"Professional Engineer (PE)"]
[]
["System Type","Fuel Type","Central_Gas_DHW","Central_Electric_DHW","InUnit_Gas_DHW ","InUnit_Electric_DHW ","Central_Gas_Space_Heating","Central_Electric_Space_Heating","InUnit_Gas_Space_Heating ","InUnit_Electric_Space_Heating","Central_Space_Cooling","InUnit_Space_Cooling ","Pool Types","Pool Open Months","Common Area Lighting","Lighting Type","Lighting Type Codes"]
["Central","Natural Gas","Non-Condensing Boiler","Electric Resistance DHW","Condensing Tankless DHW","Electric Resistance DHW","Hydronic Boiler with Radiators","Electric Resistance Forced Air","Gravity Wall Furnace","Electric Resistance Wall Heater/Baseboard","Chilled Water","PTAC","Gas heated","Summer Only","None","Incandescent","Incandescent","Incandescent","CFL","Linear Fluorescent","High Intensity Discharge"]
["In-Unit","Electricity","Condensing Boiler","Heat Pump DHW","Non-Condensing Tankless DHW","Heat Pump DHW","Hydronic Fan Coil Served by Heating Boiler","Ducted Split-System Heat Pump","Direct Vent Wall Furnace","Electric Resistance Forced Air","Ducted Split-System AC","PTHP","Electric heated","Full Year","24 Hour Corridor/Stairwell/Parking","CFL","CFL","20-29W","5-14W","5-14W","20-29W"]
["None","Propane","Condensing Tankless DHW","Other - Specify in Notes","Condensing Tank DHW","Other - Specify in Notes","Hydronic Fan Coil Served by DHW","Rooftop Packaged Heat Pump","Condensing Forced Air Furnace","PTHP","Ducted Split-System Heat Pump","Through Window AC","Not heated or solar heated",null,"12 Hour Exterior","Linear Fluorescent","Fluorescent","30-49W","15-29W","15-29W","30-49W"]
[null,"None","Non-Condensing Tankless DHW",null,"Non-Condensing Tank DHW",null,"Steam Boiler","Other - Specify in Notes","Non-Condensing Forced Air Furnace","Ducted Split-System Heat Pump","Evaporative Cooler","Ducted Split-System AC",null,null,null,"High Intensity Discharge","HID","50-69W","30-49W","30-49W","50-69W"]
[null,null,"Other - Specify in Notes",null,"Other - Specify in Notes",null,"Other - Specify in Notes",null,"Rooftop Packaged Furnace","Rooftop Packaged Heat Pump","Other - Specify in Notes","Rooftop Packaged AC",null,null,null,null,null,"70-99W","50-69W","50-69W","70-99W"]
[null,null,null,null,null,null,null,null,"Hydronic Fan Coil Served by DHW","Minisplit Heat Pump",null,"Evaporative Cooler",null,null,null,null,null,"100-149W","70-99W","70-99W","100-149W"]
[null,null,null,null,null,null,null,null,"Other - Specify in Notes","Other - Specify in Notes",null,"Ducted Split-System Heat Pump",null,null,null,null,null,"150-249W","≥100W","≥100W","150-249W"]
[null,null,null,null,null,null,null,null,null,null,null,"Rooftop Packaged Heat Pump",null,null,null,null,null,"250-399W",null,null,"250-399W"]
[null,null,null,null,null,null,null,null,null,null,null,"Minisplit Heat Pump",null,null,null,null,null,"400-599W",null,null,"400-599W"]
[null,null,null,null,null,null,null,null,null,null,null,"Other - Specify in Notes",null,null,null,null,null,"600-1000W",null,null,"600-1000W"]
["Electric Utility Provider","Gas Utility Provider","HVAC Type CEC","Climate Zone","Climate Zone","Stock Language","Quantity","SEER Values","Code Required Attic Insulation Level","Refrigerators","System Type Lookup",null,null,null,null,"Alert Language",null,"Lighting  Wattage Buckets","Wattage Used For Calc"]
["PG&E","PG&E","Elec SC and Gas SH",1,"CZ01","Efficiency Upgrade Not Assumed",0,8,{"$f":"$H$5","v":"R-38"},"Original Refrigerators",{"$f":"_xlfn.IFNA(INDEX(L22:O24,MATCH('2. Property Characteristics'!C36,Values!L22:L24,0),MATCH('2. Property Characteristics'!C37,Values!L22:O22,0)),\"\")","v":""},"DHW","Natural Gas","Electricity","Propane","ALERT: If the common area energy efficiency opportunities identified in this tool are installed, the system may be over allocating PV kWh offsets to owner meters and could risk having unusable PV credits, as the allocation split between owner and tenant meters will be fixed for 20 years. Excess capacity will not be incentivized.",null,"5-14W",5]
["SCE","SCG","Gas SH",2,"CZ02","Gas/Propane system, please refer to Electric Load Opportunities.",1,8.9,{"$f":"$H$4","v":"R-30"},"Newer Refrigerators",{"$f":"_xlfn.IFNA(INDEX(L25:O27,MATCH('2. Property Characteristics'!F36,Values!L25:L27,0),MATCH('2. Property Characteristics'!F37,Values!L25:O25,0)),\"\")","v":""},"Central",{"$f":"C10","v":"Central_Gas_DHW"},{"$f":"D10","v":"Central_Electric_DHW"},{"$f":"C10","v":"Central_Gas_DHW"},"ALERT: If the tenant energy efficiency opportunities identified in this tool are installed, you may be over allocating PV kWh offsets to tenant meters. Excess capacity will not be incentivized.",null,"15-29W",15]
["SDG&E","SDG&E","Gas WH",3,"CZ03","Not ESA Eligible, please refer to other energy efficiency programs.",2,9.6999999999999993,null,"Energy Star Rated Refrigerators",{"$f":"IF('2. Property Characteristics'!C40=Values!A11,Values!K10,Values!L10)","v":"InUnit_Space_Cooling "},"In-Unit",{"$f":"E10","v":"InUnit_Gas_DHW "},{"$f":"F10","v":"InUnit_Electric_DHW "},{"$f":"E10","v":"InUnit_Gas_DHW "},null,null,"30-49W",30]
["Liberty ","Other","Elec WH",4,"CZ04",null,3,11,null,"469 kWh/yr",null,"Space Heating","Natural Gas","Electricity","Propane","ALERT: The property will be required to provide evidence at the Incentive Claim Milestone that the electric load addition is being pursued. Otherwise the SOMAH incentives may be reduced.",null,"50-69W",50]
["PacifiCorp","Propane",null,5,"CZ05",null,4,13,null,"399 kWh/yr",null,"Central",{"$f":"G10","v":"Central_Gas_Space_Heating"},{"$f":"H10","v":"Central_Electric_Space_Heating"},{"$f":"G10","v":"Central_Gas_Space_Heating"},"I am aware that the SOMAH program can help identify and provide referral assistance for additional energy efficiency and electrification programs and understand that I can request such support via calsomah.org.  ",null,"70-99W",70]
[null,null,null,6,"CZ06",null,5,"14+",null,null,null,"In-Unit",{"$f":"I10","v":"InUnit_Gas_Space_Heating "},{"$f":"J10","v":"InUnit_Electric_Space_Heating"},{"$f":"I10","v":"InUnit_Gas_Space_Heating "},"The proposed PV size is under the SOMAH system cap",null,"≥100W",100]
[null,null,null,7,"CZ07",null,6,null,null,null,null,null,null,null,null,null,null,"20-29W",20]
[null,null,null,8,"CZ08",null,7,null,null,null,null,null,null,null,null,null,null,"30-49W",30]
[null,null,null,7,"CZ07",null,6,null,null,null,null,null,null,null,null,null,null," 50-69W",50]
[null,null,null,8,"CZ08",null,7,null,null,null,null,null,null,null,null,null,null,"70-99W",70]
[null,null,null,9,"CZ09",null,8,null,null,null,null,null,null,null,null,null,null,"100-149W",100]
[null,null,null,10,"CZ10",null,9,null,null,null,null,null,null,null,null,null,null,"150-249W",150]
[null,null,null,11,"CZ11",null,10,null,null,null,null,null,null,null,null,null,null,"250-399W",250]
[null,null,null,12,"CZ12",null,11,null,null,null,null,null,null,null,null,null,null,"400-599W",400]
[null,null,null,13,"CZ13",null,12,null,null,null,null,null,null,null,null,null,null,"600-1000W",600]
[null,null,null,14,"CZ14",null,13]
[null,null,null,15,"CZ15",null,14]
[null,null,null,16,"CZ16",null,15]
[null,null,null,null,null,null,16]
[null,null,null,null,null,null,17]
[null,null,null,null,null,null,18]
[null,null,null,null,null,null,19]
[null,null,null,null,null,null,20]

{"sheet":"Picklists","index":9,"n_rows":124,"n_cols":3,"rows_kept":124,"cut":false,"hidden":true,"merged":[]}
["Year Built","Number of Buildings","Number of Floors"]
[2022,1,1]
[{"$f":"A2-1","v":2021},{"$f":"B2+1","v":2},{"$f":"C2+1","v":2}]
[{"$f":"A3-1","v":2020},{"$f":"B3+1","v":3},3]
[2019,4,4]
[2018,5,5]
[2017,6,6]
[2016,7,7]
[2015,8,8]
[2014,9,9]
[2013,10,10]
[2012,11,11]
[2011,12,12]
[2010,13,13]
[2009,14,14]
[2008,15,15]
[2007,16,16]
[2006,17,17]
[2005,18,18]
[2004,19,19]
[2003,20,20]
[2002,21,21]
[2001,22,22]
[2000,23,23]
[1999,24,24]
[1998,25,25]
[1997,26,26]
[1996,27,27]
[1995,28,28]
[1994,29,29]
[1993,30,30]
[1992,31,31]
[1991,32,32]
[1990,33,33]
[1989,34,34]
[1988,35,35]
[1987,36,36]
[1986,37,37]
[1985,38,38]
[1984,39,39]
[1983,40,40]
[1982,41,41]
[1981,42,42]
[1980,43,43]
[1979,44,44]
[1978,45,45]
[1977,46,46]
[1976,47,47]
[1975,48,48]
[1974,49,49]
[1973,50,50]
[1972,51,51]
[1971,52,52]
[1970,53,53]
[1969,54,54]
[1968,55,55]
[1967,56,56]
[1966,57,57]
[1965,58,58]
[1964,59,59]
[1963,60,60]
[1962,61,61]
[1961,62,62]
[1960,63,63]
[1959,64,64]
[1958,65,65]
[1957,66,66]
[{"$f":"A67-1","v":1956},{"$f":"B67+1","v":67},67]
[1955,68,68]
[1954,69,69]
[1953,70,70]
[1952,71,71]
[1951,72,72]
[1950,73,73]
[1949,74,74]
[1948,75,75]
[1947,76,76]
[1946,77,77]
[1945,78,78]
[1944,79,79]
[1943,80,80]
[1942,81,81]
[1941,82,82]
[1940,83,83]
[1939,84,84]
[1938,85,85]
[1937,86,86]
[1936,87,87]
[1935,88,88]
[1934,89,89]
[1933,90,90]
[1932,91,91]
[1931,92,92]
[1930,93,93]
[1929,94,94]
[1928,95,95]
[1927,96,96]
[1926,97,97]
[1925,98,98]
[1924,99,99]
[1923,{"$f":"B100+1","v":100},{"$f":"C100+1","v":100}]
[1922]
[1921]
[1920]
[1919]
[1918]
[1917]
[1916]
[1915]
[1914]
[1913]
[1912]
[1911]
[1910]
[1909]
[1908]
[1907]
[1906]
[1905]
[1904]
[1903]
[1902]
[1901]
[1900]

{"sheet":"DEER Energy Savings","index":10,"n_rows":73,"n_cols":15,"rows_kept":73,"cut":false,"hidden":true,"merged":[]}
[]
[]
["Measure Type","IOUname","Measure Description","EnergyImpactID","kWh","kW","therm","Version","BldgType","BldgVint","BldgHVAC","BldgLoc","NormUnit","NumUnit"]
["Cooling System Type","SCE","High Efficiency AC/Heat Pump ","RE-HV-ResAC-45to65kBtuh-15S",159,9.3899999999999997E-2,-0.36699999999999999,"DEER2014","MFm","Ex","rDXGF","CZ13","Cap-Tons",1.64]
["Cooling System Type","SCE","High Efficiency AC/Heat Pump ","RE-HV-ResAC-45to65kBtuh-15S",189,0.16700000000000001,-0.28499999999999998,"DEER2014","MFm","Ex","rDXGF","CZ14","Cap-Tons",2.34]
["Cooling System Type","SCE","High Efficiency AC/Heat Pump ","RE-HV-ResAC-45to65kBtuh-15S",296,0.154,-0.13900000000000001,"DEER2014","MFm","Ex","rDXGF","CZ15","Cap-Tons",2.42]
["Cooling System Type","SCE","Not ESA Eligible, please refer to other energy efficiency programs.","Not ESA Eligible, please refer to other energy efficiency programs.",0,null,null,null,null,null,null,"CZ16"]
["Cooling System Type","SCE","Not ESA Eligible, please refer to other energy efficiency programs.","Not ESA Eligible, please refer to other energy efficiency programs.",0,null,null,null,null,null,null,"CZ01"]
["Cooling System Type","SCE","Not ESA Eligible, please refer to other energy efficiency programs.","Not ESA Eligible, please refer to other energy efficiency programs.",0,null,null,null,null,null,null,"CZ02"]
["Cooling System Type","SCE","Not ESA Eligible, please refer to other energy efficiency programs.","Not ESA Eligible, please refer to other energy efficiency programs.",0,null,null,null,null,null,null,"CZ03"]
["Cooling System Type","SCE","Not ESA Eligible, please refer to other energy efficiency programs.","Not ESA Eligible, please refer to other energy efficiency programs.",0,null,null,null,null,null,null,"CZ04"]
["Cooling System Type","SCE","Not ESA Eligible, please refer to other energy efficiency programs.","Not ESA Eligible, please refer to other energy efficiency programs.",0,null,null,null,null,null,null,"CZ05"]
["Cooling System Type","SCE","Not ESA Eligible, please refer to other energy efficiency programs.","Not ESA Eligible, please refer to other energy efficiency programs.",0,null,null,null,null,null,null,"CZ06"]
["Cooling System Type","SCE","Not ESA Eligible, please refer to other energy efficiency programs.","Not ESA Eligible, please refer to other energy efficiency programs.",0,null,null,null,null,null,null,"CZ07"]
["Cooling System Type","SCE","Not ESA Eligible, please refer to other energy efficiency programs.","Not ESA Eligible, please refer to other energy efficiency programs.",0,null,null,null,null,null,null,"CZ08"]
["Cooling System Type","SCE","Not ESA Eligible, please refer to other energy efficiency programs.","Not ESA Eligible, please refer to other energy efficiency programs.",0,null,null,null,null,null,null,"CZ09"]
["Cooling System Type","SCE","Not ESA Eligible, please refer to other energy efficiency programs.","Not ESA Eligible, please refer to other energy efficiency programs.",0,null,null,null,null,null,null,"CZ10"]
["Cooling System Type","PG&E","Not ESA Eligible, please refer to other energy efficiency programs.","Not ESA Eligible, please refer to other energy efficiency programs.",0]
["Cooling System Type","SDG&E","Not ESA Eligible, please refer to other energy efficiency programs.","Not ESA Eligible, please refer to other energy efficiency programs.",0]
["Heating System Type","SCE","Not ESA Eligible, please refer to other energy efficiency programs.","Not ESA Eligible, please refer to other energy efficiency programs.",0,0,0,null,null,null,null,"CZ01"]
["Heating System Type","SCE","Not ESA Eligible, please refer to other energy efficiency programs.","Not ESA Eligible, please refer to other energy efficiency programs.",0,0,0,null,null,null,null,"CZ02"]
["Heating System Type","SCE","Not ESA Eligible, please refer to other energy efficiency programs.","Not ESA Eligible, please refer to other energy efficiency programs.",0,0,0,null,null,null,null,"CZ03"]
["Heating System Type","SCE","Not ESA Eligible, please refer to other energy efficiency programs.","Not ESA Eligible, please refer to other energy efficiency programs.",0,0,0,null,null,null,null,"CZ04"]
["Heating System Type","SCE","Not ESA Eligible, please refer to other energy efficiency programs.","Not ESA Eligible, please refer to other energy efficiency programs.",0,0,0,null,null,null,null,"CZ05",null,null,"Exclude cooling savings"]
["Heating System Type","SCE","Not ESA Eligible, please refer to other energy efficiency programs.","Not ESA Eligible, please refer to other energy efficiency programs.",0,0,0,null,null,null,null,"CZ06",null,null,"Exclude cooling savings"]
["Heating System Type","SCE","Not ESA Eligible, please refer to other energy efficiency programs.","Not ESA Eligible, please refer to other energy efficiency programs.",0,0,0,null,null,null,null,"CZ07"]
["Heating System Type","SCE","Not ESA Eligible, please refer to other energy efficiency programs.","Not ESA Eligible, please refer to other energy efficiency programs.",0,0,0,null,null,null,null,"CZ08",null,null,"Exclude cooling savings"]
["Heating System Type","SCE","Not ESA Eligible, please refer to other energy efficiency programs.","Not ESA Eligible, please refer to other energy efficiency programs.",0,0,0,null,null,null,null,"CZ09",null,null,"Exclude cooling savings"]
["Heating System Type","SCE","Not ESA Eligible, please refer to other energy efficiency programs.","Not ESA Eligible, please refer to other energy efficiency programs.",0,0,0,null,null,null,null,"CZ10",null,null,"Exclude cooling savings"]
["Heating System Type","SCE","Not ESA Eligible, please refer to other energy efficiency programs.","Not ESA Eligible, please refer to other energy efficiency programs.",0,0,0,null,null,null,null,"CZ11"]
["Heating System Type","SCE","Not ESA Eligible, please refer to other energy efficiency programs.","Not ESA Eligible, please refer to other energy efficiency programs.",0,0,0,null,null,null,null,"CZ12"]
["Heating System Type","SCE","High Efficiency Heat Pump","RE-HV-ResHP-15p0S-8p7H",{"$f":"300-E4","v":141},{"$f":"0.126-F4","v":3.2100000000000004E-2},0,"DEER2014","MFm","Ex","rDXHP","CZ13","Cap-Tons",1.64,"Exclude cooling savings"]
["Heating System Type","SCE","High Efficiency Heat Pump","RE-HV-ResHP-15p0S-8p7H",{"$f":"335-E5","v":146},{"$f":"0.241-F5","v":7.3999999999999982E-2},0,"DEER2014","MFm","Ex","rDXHP","CZ14","Cap-Tons",2.34,"Exclude cooling savings"]
["Heating System Type","SCE","High Efficiency Heat Pump","RE-HV-ResHP-15p0S-8p7H",{"$f":"457-E6","v":161},{"$f":"0.224-F6","v":7.0000000000000007E-2},0,"DEER2014","MFm","Ex","rDXHP","CZ15","Cap-Tons",2.42,"Exclude cooling savings"]
["Heating System Type","SCE","Not ESA Eligible, please refer to other energy efficiency programs.","Not ESA Eligible, please refer to other energy efficiency programs.",0,0,0,"DEER2014","MFm","Ex","rDXHP","CZ16","Cap-Tons",2.42,"Exclude cooling savings"]
["Heating System Type","PG&E","Not ESA Eligible, please refer to other energy efficiency programs.","Not ESA Eligible, please refer to other energy efficiency programs.",0]
["Heating System Type","SDG&E","Not ESA Eligible, please refer to other energy efficiency programs.","Not ESA Eligible, please refer to other energy efficiency programs.",0]
["Roof Insulation","PG&E","R-38","RB-BS-CeilIns-R0-R38",0.88900000000000001,0,0.22,"DEER2017","MFm","Ex","rWtd","CZ01","Area-ft2",535]
["Roof Insulation","PG&E","R-30","RB-BS-CeilIns-R0-R30",0.54700000000000004,2.2100000000000001E-4,0.14899999999999999,"DEER2017","MFm","Ex","rWtd","CZ02","Area-ft2",474]
["Roof Insulation","PG&E","R-30","RB-BS-CeilIns-R0-R30",0.59599999999999997,2.4000000000000001E-5,0.152,"DEER2017","MFm","Ex","rWtd","CZ03","Area-ft2",474]
["Roof Insulation","PG&E","R-30","RB-BS-CeilIns-R0-R30",0.46700000000000003,1.3899999999999999E-4,0.129,"DEER2017","MFm","Ex","rWtd","CZ04","Area-ft2",474]
["Roof Insulation","PG&E","R-30","RB-BS-CeilIns-R0-R30",0.64500000000000002,5.84E-6,0.19,"DEER2017","MFm","Ex","rWtd","CZ05","Area-ft2",474]
["Roof Insulation","PG&E","R-30","RB-BS-CeilIns-R0-R30",0.60099999999999998,2.33E-4,0.15,"DEER2017","MFm","Ex","rWtd","IOU","Area-ft2",474]
["Roof Insulation","PG&E","R-38","RB-BS-CeilIns-R0-R38",0.73899999999999999,7.4200000000000004E-4,0.14699999999999999,"DEER2017","MFm","Ex","rWtd","CZ11","Area-ft2",549]
["Roof Insulation","PG&E","R-38","RB-BS-CeilIns-R0-R38",0.58799999999999997,4.8999999999999998E-4,0.17699999999999999,"DEER2017","MFm","Ex","rWtd","CZ12","Area-ft2",549]
["Roof Insulation","PG&E","R-38","RB-BS-CeilIns-R0-R38",0.96199999999999997,8.9099999999999997E-4,0.129,"DEER2017","MFm","Ex","rWtd","CZ13","Area-ft2",549]
["Roof Insulation","PG&E","R-38","RB-BS-CeilIns-R0-R38",0.68500000000000005,3.86E-4,0.217,"DEER2017","MFm","Ex","rWtd","CZ16","Area-ft2",535]
["Roof Insulation","PG&E","R-38","RB-BS-CeilIns-R0-R38",0.61899999999999999,2.4000000000000001E-4,0.156,"DEER2017","MFm","Ex","rWtd","IOU","Area-ft2",535]
["Roof Insulation","SCE","R-30","RB-BS-CeilIns-R0-R30",0.152,0,0.217,"DEER2017","MFm","Ex","rWtd","CZ05","Area-ft2",474]
["Roof Insulation","SCE","R-30","RB-BS-CeilIns-R0-R30",0.373,1.6000000000000001E-4,0.106,"DEER2017","MFm","Ex","rWtd","CZ06","Area-ft2",465]
["Roof Insulation","SCE","R-30","RB-BS-CeilIns-R0-R30",0.34200000000000003,2.5099999999999998E-4,8.8700000000000001E-2,"DEER2017","MFm","Ex","rWtd","CZ08","Area-ft2",465]
["Roof Insulation","SCE","R-30","RB-BS-CeilIns-R0-R30",0.45300000000000001,4.8099999999999998E-4,0.106,"DEER2017","MFm","Ex","rWtd","CZ09","Area-ft2",544]
["Roof Insulation","SCE","R-30","RB-BS-CeilIns-R0-R30",0.54300000000000004,8.0699999999999999E-4,0.104,"DEER2017","MFm","Ex","rWtd","CZ10","Area-ft2",544]
["Roof Insulation","SCE","R-30","RB-BS-CeilIns-R0-R30",0.46500000000000002,3.6000000000000002E-4,0.10199999999999999,"DEER2017","MFm","Ex","rWtd","IOU","Area-ft2",544]
["Roof Insulation","SCE","R-38","RB-BS-CeilIns-R0-R38",0.93400000000000005,8.34E-4,0.129,"DEER2017","MFm","Ex","rWtd","CZ13","Area-ft2",549]
["Roof Insulation","SCE","R-38","RB-BS-CeilIns-R0-R38",0.98299999999999998,7.9600000000000005E-4,0.17,"DEER2017","MFm","Ex","rWtd","CZ14","Area-ft2",705]
["Roof Insulation","SCE","R-38","RB-BS-CeilIns-R0-R38",1.4,9.2699999999999998E-4,5.7700000000000001E-2,"DEER2017","MFm","Ex","rWtd","CZ15","Area-ft2",705]
["Roof Insulation","SCE","R-38","RB-BS-CeilIns-R0-R38",0.67300000000000004,4.08E-4,0.217,"DEER2017","MFm","Ex","rWtd","CZ16","Area-ft2",535]
["Roof Insulation","SCE","R-38","RB-BS-CeilIns-R0-R38",0.47599999999999998,3.7100000000000002E-4,0.106,"DEER2017","MFm","Ex","rWtd","IOU","Area-ft2",563]
["Roof Insulation","SDG&E","R-38","RB-BS-CeilIns-R0-R38",0.98299999999999998,7.9600000000000005E-4,0.17,"DEER2017","MFm","Ex","rWtd","CZ14","Area-ft2",705]
["Roof Insulation","SDG&E","R-38","RB-BS-CeilIns-R0-R38",1.41,9.3800000000000003E-4,5.7700000000000001E-2,"DEER2017","MFm","Ex","rWtd","CZ15","Area-ft2",705]
["Roof Insulation","SDG&E","R-38","RB-BS-CeilIns-R0-R38",0.32100000000000001,2.5300000000000002E-4,8.8099999999999998E-2,"DEER2017","MFm","Ex","rWtd","IOU","Area-ft2",705]
["Roof Insulation","SDG&E","R-30","RB-BS-CeilIns-R0-R30",0.36799999999999999,1.8599999999999999E-4,0.106,"DEER2017","MFm","Ex","rWtd","CZ06","Area-ft2",523]
["Roof Insulation","SDG&E","R-30","RB-BS-CeilIns-R0-R30",0.24199999999999999,1.05E-4,7.8399999999999997E-2,"DEER2017","MFm","Ex","rWtd","CZ07","Area-ft2",523]
["Roof Insulation","SDG&E","R-30","RB-BS-CeilIns-R0-R30",0.34200000000000003,3.3500000000000001E-4,8.8599999999999998E-2,"DEER2017","MFm","Ex","rWtd","CZ08","Area-ft2",523]
["Roof Insulation","SDG&E","R-30","RB-BS-CeilIns-R0-R30",0.52900000000000003,7.1400000000000001E-4,0.104,"DEER2017","MFm","Ex","rWtd","CZ10","Area-ft2",608]
["Roof Insulation","SDG&E","R-30","RB-BS-CeilIns-R0-R30",0.313,2.4499999999999999E-4,8.5599999999999996E-2,"DEER2017","MFm","Ex","rWtd","IOU","Area-ft2",704]
["DHW Type","SDG&E","Heat Pump Water Heater","RE-WtrHt-SmlStrg-HP-lte12kW-rep50G-3p24EF",1660,0.182,0,"DEER2017","MFm","Ex","Any","IOU","Each",1]
["DHW Type","PG&E","Not ESA Eligible, please refer to other energy efficiency programs.","Not ESA Eligible, please refer to other energy efficiency programs.",0,0,0]
["DHW Type","SCE","Not ESA Eligible, please refer to other energy efficiency programs.","Not ESA Eligible, please refer to other energy efficiency programs.",0,0,0]
["Refrigerators","PG&E","Energy Star Rated Refrigerators","Res-Refg-dKWH-Cond",61.9,9.7599999999999996E-3,-1.74,"DEER2014","MFm","Ex","rWtd","IOU","Each",400]
["Refrigerators","SCE","Energy Star Rated Refrigerators","Res-Refg-dKWH-Cond",69.099999999999994,1.1599999999999999E-2,-1.25,"DEER2014","MFm","Ex","rWtd","IOU","Each",400]
["Refrigerators","SDG&E","Energy Star Rated Refrigerators","Res-Refg-dKWH-Cond",66.599999999999994,1.06E-2,-1.01,"DEER2014","MFm","Ex","rWtd","IOU","Each",400]

{"sheet":"Pool Heater Load Calcs","index":11,"n_rows":22,"n_cols":11,"rows_kept":22,"cut":false,"hidden":true,"merged":[]}
[null,"Pool Heating Load Calcs"]
["Pool Supply Water Temp",78,"F","Pool Type",{"$f":"'2. Property Characteristics'!C46","v":0}]
["SPA Supply Water Temp",98,"F","Spa Type",{"$f":"'2. Property Characteristics'!C47","v":0}]
["Pool Size",{"$f":"IF(E2=K11,'2. Property Characteristics'!C48,0)","v":0},"sqft"]
["Spa Size",{"$f":"IF(E3=K11,'2. Property Characteristics'!C49,0)","v":0},"sqft"]
["Climate Zone",{"$f":"'2. Property Characteristics'!C9","v":"Enter Zip Code Above"}]
["Assumed Operating Month",{"$f":"J8","v":"Summer Only"},null,null,null,null,null,null,null,"Full Year","All 12 months"]
[null,null,null,null,null,"Average Ambient Temp",null,null,null,"Summer Only","May-Oct"]
["Monthly Load","January",{"$f":"IF($B$2-F9>=0,5*24*30*(($B$2-F9)*$B$4+($B$3-F9)*$B$5),0)","v":{"$error":"#N/A"}},"BTU/month",null,{"$f":"INDEX('Weather Data'!$B$4:$R$15,MATCH(B9,'Weather Data'!$B$4:$B$15,0),MATCH($B$6,'Weather Data'!$B$3:$R$3,0))","v":{"$error":"#N/A"}}]
[null,"February",{"$f":"IF($B$2-F10>=0,5*24*30*(($B$2-F10)*$B$4+($B$3-F10)*$B$5),0)","v":{"$error":"#N/A"}},"BTU/month",null,{"$f":"INDEX('Weather Data'!$B$4:$R$15,MATCH(B10,'Weather Data'!$B$4:$B$15,0),MATCH($B$6,'Weather Data'!$B$3:$R$3,0))","v":{"$error":"#N/A"}},null,null,null,null,"Pool Types"]
[null,"March",{"$error":"#N/A"},"BTU/month",null,{"$f":"INDEX('Weather Data'!$B$4:$R$15,MATCH(B11,'Weather Data'!$B$4:$B$15,0),MATCH($B$6,'Weather Data'!$B$3:$R$3,0))","v":{"$error":"#N/A"}},null,null,null,null,"Gas heated"]
[null,"April",{"$error":"#N/A"},"BTU/month",null,{"$f":"INDEX('Weather Data'!$B$4:$R$15,MATCH(B12,'Weather Data'!$B$4:$B$15,0),MATCH($B$6,'Weather Data'!$B$3:$R$3,0))","v":{"$error":"#N/A"}},null,null,null,null,"Electric heated"]
[null,"May",{"$error":"#N/A"},"BTU/month",null,{"$f":"INDEX('Weather Data'!$B$4:$R$15,MATCH(B13,'Weather Data'!$B$4:$B$15,0),MATCH($B$6,'Weather Data'!$B$3:$R$3,0))","v":{"$error":"#N/A"}},null,null,null,null,"Not heated or solar heated"]
[null,"June",{"$error":"#N/A"},"BTU/month",null,{"$f":"INDEX('Weather Data'!$B$4:$R$15,MATCH(B14,'Weather Data'!$B$4:$B$15,0),MATCH($B$6,'Weather Data'!$B$3:$R$3,0))","v":{"$error":"#N/A"}}]
[null,"July",{"$error":"#N/A"},"BTU/month",null,{"$f":"INDEX('Weather Data'!$B$4:$R$15,MATCH(B15,'Weather Data'!$B$4:$B$15,0),MATCH($B$6,'Weather Data'!$B$3:$R$3,0))","v":{"$error":"#N/A"}}]
[null,"August",{"$error":"#N/A"},"BTU/month",null,{"$f":"INDEX('Weather Data'!$B$4:$R$15,MATCH(B16,'Weather Data'!$B$4:$B$15,0),MATCH($B$6,'Weather Data'!$B$3:$R$3,0))","v":{"$error":"#N/A"}}]
[null,"September",{"$error":"#N/A"},"BTU/month",null,{"$f":"INDEX('Weather Data'!$B$4:$R$15,MATCH(B17,'Weather Data'!$B$4:$B$15,0),MATCH($B$6,'Weather Data'!$B$3:$R$3,0))","v":{"$error":"#N/A"}}]
[null,"October",{"$error":"#N/A"},"BTU/month",null,{"$f":"INDEX('Weather Data'!$B$4:$R$15,MATCH(B18,'Weather Data'!$B$4:$B$15,0),MATCH($B$6,'Weather Data'!$B$3:$R$3,0))","v":{"$error":"#N/A"}}]
[null,"November",{"$error":"#N/A"},"BTU/month",null,{"$f":"INDEX('Weather Data'!$B$4:$R$15,MATCH(B19,'Weather Data'!$B$4:$B$15,0),MATCH($B$6,'Weather Data'!$B$3:$R$3,0))","v":{"$error":"#N/A"}}]
[null,"December",{"$error":"#N/A"},"BTU/month",null,{"$f":"INDEX('Weather Data'!$B$4:$R$15,MATCH(B20,'Weather Data'!$B$4:$B$15,0),MATCH($B$6,'Weather Data'!$B$3:$R$3,0))","v":{"$error":"#N/A"}}]
["Existing Annual Load",{"$f":"IF(B7=J7,SUM(C9:C20),SUM(C13:C18))","v":{"$error":"#N/A"}},"BTU/yr"]
["New Electricity Load",{"$f":"B21/3412/5.7","v":{"$error":"#N/A"}},"kWh"]

{"sheet":"Weather Data","index":12,"n_rows":15,"n_cols":18,"rows_kept":15,"cut":false,"hidden":true,"merged":[[0,1,0,17],[1,2,1,17]]}
[null,"Average Monthly Temperature by Climate Zones (F)"]
[null,null,"Sources: TMY3 Data from representative city from each climate zone"]
[null,"Climate Zone",1,2,3,4,5,6,7,8,9,10,11,12,13,14,15,16]
[null,"January",46.951370967741937,47.126048387096851,51.973951612903349,48.747741935483965,50.598064516129064,56.719516129032172,57.221290322580586,56.136935483870928,55.2374193548387,54.710967741935484,44.947419354838757,45.771451612903135,46.759516129032278,43.791693548387045,57.772661290322496,37.335887096774137]
[null,"February",46.20232142857143,51.258392857142795,50.023839285714217,49.818660714285684,50.882857142857155,57.607410714285706,59.02544642857147,58.025535714285645,54.230267857142771,55.093303571428542,47.200089285714206,47.372321428571446,50.6594642857143,47.272142857142818,59.622500000000073,37.413124999999958]
[null,"March",48.071774193548357,51.597258064516033,54.297741935483728,57.50653225806446,51.861935483871044,58.214919354838749,59.736693548387215,55.137741935483845,58.016532258064402,57.360887096774078,49.408467741935475,56.803467741935499,55.30516129032258,51.618306451612916,67.06443548387081,36.497338709677372]
[null,"April",49.65074999999991,55.760499999999993,57.008500000000026,56.23749999999999,55.405249999999995,60.393750000000018,62.871500000000125,59.988499999999938,63.468000000000089,57.372499999999995,56.852000000000025,61.333499999999944,62.408499999999982,61.81750000000001,74.008750000000006,47.336500000000015]
[null,"May",50.682258064516105,61.03249999999997,59.416612903225747,61.750322580645111,57.103951612903273,62.554758064516207,62.968951612903382,65.769354838709702,66.63209677419357,66.765887096774293,68.119274193548335,64.809354838709638,71.036290322580626,70.270322580645228,81.670806451612904,52.260161290322586]
[null,"June",54.151249999999955,64.873499999999936,61.261749999999935,64.97,58.849000000000089,64.736250000000027,67.075749999999843,67.361999999999952,68.182250000000124,69.63375000000002,78.096500000000006,73.383749999999949,78.294500000000056,77.336999999999932,89.243000000000123,63.964250000000092]
[null,"July",56.440322580645024,62.850161290322603,61.212741935483848,65.25983870967741,61.852419354838737,67.756612903225772,68.977419354838545,73.809354838709709,73.055483870967777,75.013709677419371,83.146612903225801,74.754838709677415,83.51895161290328,82.257016129032181,94.279516129032245,69.086774193548365]
[null,"August",56.170080645161207,65.466693548387127,62.574112903225839,67.706774193548412,61.170403225806439,68.082499999999996,71.841451612903327,74.382983870967777,74.315483870967711,75.96935483870962,78.783064516129116,73.587741935483777,80.846290322580629,81.319758064516122,94.180564516128925,68.483387096774024]
[null,"September",56.47699999999999,65.052749999999961,63.107500000000122,64.72699999999999,60.873750000000015,67.65599999999985,70.911499999999918,73.926249999999925,78.376250000000056,73.408499999999947,76.175499999999928,69.951749999999919,75.302999999999983,76.363500000000045,85.6280000000001,63.818999999999932]
[null,"October",52.391774193548414,56.68806451612901,58.410403225806476,63.214516129032283,58.272500000000015,64.652822580645093,65.488225806451624,64.110161290322537,62.615241935483773,62.845322580645053,62.729435483871001,60.470000000000077,67.597903225806377,61.639516129032252,73.349193548387106,58.677741935483702]
[null,"November",50.754249999999985,50.589249999999964,55.330500000000036,54.039000000000001,53.742000000000068,61.23750000000004,62.525499999999973,59.21749999999998,59.739750000000072,59.076249999999931,52.90049999999998,52.550250000000048,52.350499999999982,49.619749999999982,66.490999999999943,46.047749999999994]
[null,"December",47.795241935483872,48.104193548387066,50.07427419354844,50.797177419354924,51.925322580645158,57.776774193548334,57.588064516128981,56.908225806451675,54.745080645161323,53.163064516128941,47.347177419354772,45.87838709677424,45.612741935483839,44.78387096774199,59.446129032258114,40.72419354838712]

{"sheet":"Updated Zip Code List","index":13,"n_rows":2677,"n_cols":3,"rows_kept":2677,"cut":false,"hidden":true,"merged":[]}
["Zip Code","Building CZ","Missing CZ"]
[90001,8]
[90002,8]
[90003,8]
[90004,9]
[90005,9]
[90006,9]
[90007,8]
[90008,8]
[90009,6,6]
[90010,9,9]
[90011,8]
[90012,9]
[90013,9]
[90014,9]
[90015,9]
[90016,8]
[90017,9]
[90018,8]
[90019,9]
[90020,9]
[90021,9]
[90022,9]
[90023,9]
[90024,9]
[90025,6]
[90026,9]
[90027,9]
[90028,9]
[90029,9]
[90030,9,9]
[90031,9]
[90032,9]
[90033,9]
[90034,8]
[90035,9]
[90036,9]
[90037,8]
[90038,9]
[90039,9]
[90040,8]
[90041,9]
[90042,9]
[90043,8]
[90044,8]
[90045,6]
[90046,9]
[90047,8]
[90048,9]
[90049,6]
[90050,9,9]
[90051,8,8]
[90052,8,8]
[90053,9,9]
[90054,9,9]
[90055,9,9]
[90056,8]
[90057,9]
[90058,8]
[90059,8]
[90060,9,9]
[90061,8]
[90062,8]
[90063,9]
[90064,9]
[90065,9]
[90066,6]
[90067,9]
[90068,9]
[90069,9]
[90070,9,9]
[90071,9]
[90072,9,9]
[90073,6]
[90074,9,9]
[90075,9,9]
[90076,9,9]
[90077,9]
[90078,9,9]
[90079,9,9]
[90080,6,6]
[90081,9,9]
[90082,8,8]
[90083,6,6]
[90084,9,9]
[90086,9,9]
[90087,9,9]
[90088,9,9]
[90089,8]
[90091,8,8]
[90093,9,9]
[90094,6]
[90095,9]
[90096,8,8]
[90097,6,"cannot locate "]
[90099,9,9]
[90101,8,8]
[90102,6,"cannot locate "]
[90103,6,"cannot locate "]
[90174,6,"cannot locate "]
[90185,6,"cannot locate "]
[90201,8]
[90202,8,8]
[90209,9,9]
[90210,9]
[90211,9]
[90212,9]
[90213,9,9]
[90220,8]
[90221,8]
[90222,8]
[90223,8,8]
[90224,8,8]
[90230,8]
[90231,8,8]
[90232,8]
[90233,6,6]
[90239,8,8]
[90240,8]
[90241,8]
[90242,8]
[90245,6]
[90247,8]
[90248,8]
[90249,8]
[90250,8]
[90251,8,8]
[90254,6]
[90255,8]
[90260,8]
[90261,6,6]
[90262,8]
[90263,6]
[90264,6,6]
[90265,6]
[90266,6]
[90267,6,6]
[90270,8]
[90272,6]
[90274,6]
[90275,6]
[90277,6]
[90278,6]
[90280,8]
[90290,6]
[90291,6]
[90292,6]
[90293,6]
[90294,6,6]
[90295,6,6]
[90296,6,6]
[90301,8]
[90302,8]
[90303,8]
[90304,8]
[90305,8]
[90306,8,8]
[90307,8,8]
[90308,8,8]
[90309,8,8]
[90310,8,8]
[90311,8,8]
[90312,8,8]
[90313,6,"cannot locate "]
[90397,6,"cannot locate "]
[90398,6,"cannot locate "]
[90401,6]
[90402,6]
[90403,6]
[90404,6]
[90405,6]
[90406,6,6]
[90407,6,6]
[90408,6,6]
[90409,6,6]
[90410,6,6]
[90411,6,6]
[90501,6]
[90502,6]
[90503,6]
[90504,8]
[90505,6]
[90506,8]
[90507,6,6]
[90508,6,6]
[90509,6,6]
[90510,6,6]
[90601,9]
[90602,9]
[90603,9]
[90604,9]
[90605,9]
[90606,9]
[90607,9,9]
[90608,9,9]
[90609,9,9]
[90610,9,9]
[90612,6,"cannot locate "]
[90620,8]
[90621,8]
[90622,8,8]
[90623,8]
[90624,8,8]
[90630,8]
[90631,8]
[90632,8,8]
[90633,8,8]
[90637,9,9]
[90638,9]
[90639,9]
[90640,9]
[90650,8]
[90651,8,8]
[90652,8,8]
[90659,6,"cannot locate "]
[90660,9]
[90661,9,9]
[90662,9,9]
[90665,6,"cannot locate "]
[90670,9]
[90671,9,9]
[90680,8]
[90701,8]
[90702,8,8]
[90703,8]
[90704,6]
[90706,8]
[90707,8,8]
[90710,6]
[90711,8,8]
[90712,8]
[90713,8]
[90714,8,8]
[90715,8]
[90716,8]
[90717,6]
[90720,8]
[90721,8,8]
[90723,8]
[90731,6]
[90732,6]
[90733,6,6]
[90734,6,6]
[90740,6]
[90742,6]
[90743,6]
[90744,6]
[90745,6]
[90746,8]
[90747,8]
[90748,6,6]
[90749,6,6]
[90801,6,6]
[90802,6]
[90803,6]
[90804,6]
[90805,8]
[90806,6]
[90807,8]
[90808,8]
[90809,6,6]
[90810,6]
[90813,6]
[90814,6]
[90815,6]
[90822,6]
[90831,6,6]
[90832,6,6]
[90833,6,6]
[90834,6,6]
[90835,6,6]
[90840,6]
[90842,8,8]
[90844,6,6]
[90845,6,"cannot locate "]
[90846,8,8]
[90847,8,8]
[90848,8,8]
[90853,6,6]
[90888,6,"cannot locate "]
[91001,9]
[91003,9,9]
[91006,9]
[91007,9]
[91009,9,9]
[91010,9]
[91011,9]
[91012,9,9]
[91016,9]
[91017,9,9]
[91020,9]
[91021,9,9]
[91023,16,16]
[91024,9]
[91025,9,9]
[91030,9]
[91031,9,9]
[91040,16]
[91041,9,9]
[91042,16]
[91043,9,9]
[91046,9,9]
[91050,9,"cannot locate "]
[91051,9,"cannot locate "]
[91066,9,9]
[91077,9,9]
[91101,9]
[91102,9,9]
[91103,9]
[91104,9]
[91105,9]
[91106,9]
[91107,9]
[91108,9]
[91109,9,9]
[91110,9,9]
[91114,9,9]
[91115,9,9]
[91116,9,9]
[91117,9,9]
[91118,9,9]
[91121,9,9]
[91123,9]
[91124,9,9]
[91125,9,9]
[91126,9,9]
[91129,9,9]
[91131,9,"cannot locate "]
[91175,9,"cannot locate "]
[91182,9,9]
[91184,9,9]
[91185,9,9]
[91186,9,"cannot locate "]
[91187,9,"cannot locate "]
[91188,9,9]
[91189,9,9]
[91191,9,"cannot locate "]
[91201,9]
[91202,9]
[91203,9]
[91204,9]
[91205,9]
[91206,9]
[91207,9]
[91208,9]
[91209,9,9]
[91210,9,9]
[91214,9]
[91221,9,9]
[91222,9,9]
[91224,9,9]
[91225,9,9]
[91226,9,9]
[91301,9]
[91302,9]
[91303,9]
[91304,9]
[91305,9,9]
[91306,9]
[91307,9]
[91308,9,9]
[91309,9,9]
[91310,9,9]
[91311,9]
[91312,9,"cannot locate "]
[91313,9,9]
[91316,9]
[91319,9,9]
[91320,6]
[91321,9]
[91322,9,9]
[91324,9]
[91325,9]
[91326,9]
[91327,9,9]
[91328,9,9]
[91329,9,9]
[91330,9]
[91331,9]
[91333,9,9]
[91334,9,9]
[91335,9]
[91337,9,9]
[91340,9]
[91341,9,9]
[91342,9]
[91343,9]
[91344,9]
[91345,9]
[91346,9,9]
[91350,9]
[91351,9]
[91352,9]
[91353,9,9]
[91354,9]
[91355,9]
[91356,9]
[91357,9,9]
[91358,9,9]
[91359,9,9]
[91360,9]
[91361,9]
[91362,9]
[91363,9,"cannot locate "]
[91364,9]
[91365,9,9]
[91367,9]
[91371,9]
[91372,9,9]
[91376,9,9]
[91377,9]
[91380,16,16]
[91381,9]
[91382,9,9]
[91383,9,9]
[91384,9]
[91385,9,9]
[91386,9,9]
[91388,9,"cannot locate "]
[91392,9,9]
[91393,9,9]
[91394,9,9]
[91395,9,9]
[91396,9,9]
[91399,9,"cannot locate "]
[91401,9]
[91402,9]
[91403,9]
[91404,9,9]
[91405,9]
[91406,9]
[91407,9,9]
[91408,9,9]
[91409,9,9]
[91410,9,9]
[91411,9]
[91412,9,9]
[91413,9,9]
[91416,9,9]
[91423,9]
[91426,9,9]
[91436,9]
[91470,9,9]
[91482,9,9]
[91495,9,9]
[91496,9,9]
[91497,9,"cannot locate "]
[91499,9,9]
[91501,9]
[91502,9]
[91503,9,9]
[91504,9]
[91505,9]
[91506,9]
[91507,9,9]
[91508,9,9]
[91510,9,9]
[91521,9]
[91522,9]
[91523,9]
[91526,9,9]
[91601,9]
[91602,9]
[91603,9,9]
[91604,9]
[91605,9]
[91606,9]
[91607,9]
[91608,9]
[91609,9,9]
[91610,9,9]
[91611,9,9]
[91612,9,9]
[91614,9,9]
[91615,9,9]
[91616,9,9]
[91617,9,9]
[91618,9,9]
[91701,10]
[91702,9]
[91706,9]
[91708,10]
[91709,10]
[91710,10]
[91711,9]
[91714,9,9]
[91715,9,9]
[91716,9,9]
[91718,10,"cannot locate "]
[91719,10,"cannot locate "]
[91720,10,"cannot locate "]
[91722,9]
[91723,9]
[91724,9]
[91729,10,10]
[91730,10]
[91731,9]
[91732,9]
[91733,9]
[91734,9,9]
[91735,9,9]
[91737,10]
[91739,10]
[91740,9]
[91741,9]
[91743,10,10]
[91744,9]
[91745,9]
[91746,9]
[91747,9,9]
[91748,9]
[91749,9,9]
[91750,9]
[91752,10]
[91754,9]
[91755,9]
[91756,9,9]
[91758,10,10]
[91759,16]
[91760,10,"cannot locate "]
[91761,10]
[91762,10]
[91763,10]
[91764,10]
[91765,9]
[91766,9]
[91767,9]
[91768,9]
[91769,9,9]
[91770,9]
[91771,9,9]
[91772,9,9]
[91773,9]
[91775,9]
[91776,9]
[91778,9,9]
[91780,9]
[91784,10]
[91785,10,10]
[91786,10]
[91788,9,9]
[91789,9]
[91790,9]
[91791,9]
[91792,9]
[91793,9,9]
[91795,9,"cannot locate "]
[91797,9,"cannot locate "]
[91798,10,"cannot locate "]
[91799,9,"cannot locate "]
[91801,9]
[91802,9,9]
[91803,9]
[91804,9,9]
[91841,9,"cannot locate "]
[91896,9,9]
[91899,9,9]
[91901,10]
[91902,7]
[91903,10,10]
[91905,14]
[91906,14]
[91908,7,7]
[91909,7,7]
[91910,7]
[91911,7]
[91912,7,7]
[91913,7]
[91914,10]
[91915,7]
[91916,14]
[91917,10]
[91921,7,7]
[91931,14,14]
[91932,7]
[91933,7,7]
[91934,14]
[91935,10]
[91941,7]
[91942,7]
[91943,7,7]
[91944,7,7]
[91945,7]
[91946,7,7]
[91947,7,7]
[91948,14,14]
[91950,7]
[91951,7,7]
[91962,14]
[91963,14]
[91976,10,10]
[91977,10]
[91978,10]
[91979,10,10]
[91980,14]
[91987,14,14]
[91990,14,"cannot locate "]
[92003,10]
[92004,15]
[92007,7]
[92008,7]
[92009,7]
[92013,7,7]
[92014,7]
[92018,7,7]
[92019,10]
[92020,10]
[92021,10]
[92022,10,10]
[92023,7,7]
[92024,7]
[92025,10]
[92026,10]
[92027,10]
[92028,10]
[92029,10]
[92030,10,10]
[92033,10,10]
[92036,14]
[92037,7]
[92038,7,7]
[92039,7,7]
[92040,10]
[92046,10,10]
[92049,7,7]
[92051,7,7]
[92052,7,7]
[92054,7]
[92055,7]
[92056,7]
[92057,7]
[92058,7]
[92059,10]
[92060,14]
[92061,10]
[92064,10]
[92065,10]
[92066,14]
[92067,7]
[92068,7,7]
[92069,10]
[92070,14]
[92071,10]
[92072,10,10]
[92074,10,10]
[92075,7]
[92078,10]
[92079,10,10]
[92082,10]
[92083,7]
[92084,7]
[92085,7,7]
[92086,14]
[92088,10,10]
[92090,10,"cannot locate "]
[92091,7]
[92092,7,7]
[92093,7]
[92096,10]
[92101,7]
[92102,7]
[92103,7]
[92104,7]
[92105,7]
[92106,7]
[92107,7]
[92108,7]
[92109,7]
[92110,7]
[92111,7]
[92112,7,7]
[92113,7]
[92114,7]
[92115,7]
[92116,7]
[92117,7]
[92118,7]
[92119,7]
[92120,7]
[92121,7]
[92122,7]
[92123,7]
[92124,7]
[92126,7]
[92127,10]
[92128,10]
[92129,7]
[92130,7]
[92131,10]
[92132,7,7]
[92133,7,"cannot locate "]
[92134,7]
[92135,7]
[92136,7]
[92137,7,7]
[92138,7,7]
[92139,7]
[92140,7]
[92142,10,10]
[92143,7,7]
[92145,7]
[92147,7,7]
[92149,7,7]
[92150,10,10]
[92152,7]
[92153,7,7]
[92154,7]
[92155,7]
[92158,10,10]
[92159,7,7]
[92160,7,7]
[92161,7,7]
[92162,7,"cannot locate "]
[92163,7,7]
[92164,7,7]
[92165,7,7]
[92166,7,7]
[92167,7,7]
[92168,7,7]
[92169,7,7]
[92170,7,7]
[92171,7,7]
[92172,7,7]
[92173,7]
[92174,7,7]
[92175,7,7]
[92176,7,7]
[92177,7,7]
[92178,7,7]
[92179,7,7]
[92182,7]
[92184,7,7]
[92186,7,7]
[92187,7,7]
[92190,7,7]
[92191,7,7]
[92192,7,7]
[92193,7,7]
[92194,7,"cannot locate "]
[92195,7,7]
[92196,7,7]
[92197,10,10]
[92198,10,10]
[92199,10,10]
[92201,15]
[92202,15,15]
[92203,15]
[92210,15]
[92211,15]
[92220,15]
[92222,15,15]
[92223,10]
[92225,15]
[92226,15,15]
[92227,15]
[92230,15]
[92231,15]
[92232,15,15]
[92233,15]
[92234,15]
[92235,15,15]
[92236,15]
[92239,15]
[92240,15]
[92241,15]
[92242,15]
[92243,15]
[92244,15,15]
[92249,15]
[92250,15]
[92251,15]
[92252,14]
[92253,15]
[92254,15]
[92255,15,15]
[92256,14]
[92257,15]
[92258,15,15]
[92259,15]
[92260,15]
[92261,15,15]
[92262,15]
[92263,15,15]
[92264,15]
[92266,14,14]
[92267,15]
[92268,14,14]
[92270,15]
[92273,15,15]
[92274,15]
[92275,15,15]
[92276,15]
[92277,14]
[92278,14]
[92280,15]
[92281,15]
[92282,15]
[92283,15]
[92284,14]
[92285,14]
[92286,14,14]
[92292,15,"cannot locate "]
[92301,14]
[92304,15]
[92305,16]
[92307,14]
[92308,14]
[92309,14]
[92310,14]
[92311,14]
[92312,14,14]
[92313,10]
[92314,16]
[92315,16]
[92316,10]
[92317,16]
[92318,10]
[92320,10]
[92321,16]
[92322,16]
[92323,14,14]
[92324,10]
[92325,16]
[92326,16,16]
[92327,14]
[92328,14]
[92329,14,14]
[92332,14]
[92333,16]
[92334,10,10]
[92335,10]
[92336,10]
[92337,10]
[92338,14]
[92339,16]
[92340,14,14]
[92341,16]
[92342,14]
[92345,14]
[92346,10]
[92347,14]
[92350,10]
[92352,16]
[92354,10]
[92356,14]
[92357,10,10]
[92358,16]
[92359,16]
[92363,15]
[92364,14]
[92365,14]
[92366,14,14]
[92368,14]
[92369,10,10]
[92371,14]
[92372,14]
[92373,10]
[92374,10]
[92375,10,10]
[92376,10]
[92377,10]
[92378,16]
[92382,16]
[92384,14]
[92385,16]
[92386,16,16]
[92389,14]
[92391,16]
[92392,14]
[92393,14,14]
[92394,14]
[92397,16]
[92398,14,14]
[92399,10]
[92401,10]
[92402,16,16]
[92403,10,10]
[92404,16]
[92405,10]
[92406,10,10]
[92407,10]
[92408,10]
[92410,10]
[92411,10]
[92412,10,10]
[92413,10,10]
[92414,10,"cannot locate "]
[92415,10,10]
[92416,10,"cannot locate "]
[92418,10,10]
[92420,10,"cannot locate "]
[92423,10,10]
[92424,10,"cannot locate "]
[92427,10,10]
[92501,10]
[92502,10,10]
[92503,10]
[92504,10]
[92505,10]
[92506,10]
[92507,10]
[92508,10]
[92509,10]
[92513,10,10]
[92514,10,10]
[92515,10,10]
[92516,10,10]
[92517,10,10]
[92518,10]
[92519,10,10]
[92521,10]
[92522,10,10]
[92530,10]
[92531,10,10]
[92532,10]
[92536,15]
[92539,16]
[92543,10]
[92544,10]
[92545,10]
[92546,10,10]
[92548,10]
[92549,16]
[92551,10]
[92552,10,10]
[92553,10]
[92554,10,10]
[92555,10]
[92556,10,10]
[92557,10]
[92561,16]
[92562,10]
[92563,10]
[92564,10,10]
[92567,10]
[92570,10]
[92571,10]
[92572,10,10]
[92581,10,10]
[92582,10]
[92583,10]
[92584,10]
[92585,10]
[92586,10]
[92587,10]
[92589,10,10]
[92590,10]
[92591,10]
[92592,10]
[92593,10,10]
[92595,10]
[92596,10]
[92599,10,10]
[92602,8]
[92603,8,"."]
[92604,8]
[92605,6,6]
[92606,8]
[92607,6,6]
[92610,8]
[92612,8]
[92614,8]
[92615,6,6]
[92616,6,6]
[92618,8]
[92619,8,8]
[92620,8]
[92623,8,8]
[92624,6]
[92625,6]
[92626,6]
[92627,6]
[92628,6,6]
[92629,6]
[92630,8]
[92646,6]
[92647,6]
[92648,6]
[92649,6]
[92650,8,8]
[92651,6]
[92652,6,6]
[92653,6]
[92654,8,8]
[92655,6]
[92656,6]
[92657,6]
[92658,6,6]
[92659,6,6]
[92660,6]
[92661,6]
[92662,6]
[92663,6]
[92672,6]
[92673,6]
[92674,6,6]
[92675,6]
[92676,8]
[92677,6]
[92678,8,8]
[92679,8]
[92683,6]
[92684,6,6]
[92685,6,6]
[92688,8]
[92690,6,6]
[92691,8]
[92692,8]
[92693,6,6]
[92694,8]
[92697,6]
[92698,8,8]
[92701,8]
[92702,8]
[92703,8]
[92704,8]
[92705,8]
[92706,8]
[92707,8]
[92708,6]
[92709,8,"cannot locate "]
[92710,8,"cannot locate "]
[92711,8,8]
[92712,8,8]
[92728,6,6]
[92735,8,8]
[92780,8]
[92781,8,8]
[92782,8]
[92799,6,6]
[92801,8]
[92802,8]
[92803,8,8]
[92804,8]
[92805,8]
[92806,8]
[92807,8]
[92808,8]
[92811,8,8]
[92812,8,8]
[92814,8,8]
[92815,8,8]
[92816,8,8]
[92817,8,8]
[92821,8]
[92822,8,8]
[92823,8]
[92825,8,8]
[92831,8]
[92832,8]
[92833,8]
[92834,8,8]
[92835,8]
[92836,8,8]
[92837,8,8]
[92838,8,8]
[92840,8]
[92841,8]
[92842,8,8]
[92843,8]
[92844,6]
[92845,8]
[92846,8,8]
[92850,8,8]
[92856,8,8]
[92857,8,8]
[92859,8,8]
[92860,10]
[92861,8]
[92862,8,8]
[92863,8,8]
[92864,8,8]
[92865,8]
[92866,8]
[92867,8]
[92868,8]
[92869,8]
[92870,8]
[92871,8,8]
[92877,10,10]
[92878,10,10]
[92879,10]
[92880,10]
[92881,10]
[92882,10]
[92883,10]
[92885,8,8]
[92886,8]
[92887,8]
[92899,8,8]
[93001,6]
[93002,6,6]
[93003,6]
[93004,6]
[93005,6,6]
[93006,6,6]
[93007,6,6]
[93009,6,6]
[93010,6]
[93011,6,6]
[93012,6]
[93013,6]
[93014,6,6]
[93015,9]
[93016,9,9]
[93020,9,9]
[93021,9]
[93022,9]
[93023,9]
[93024,9,9]
[93030,6]
[93031,6,6]
[93032,6,6]
[93033,6]
[93034,6,6]
[93035,6]
[93040,9]
[93041,6]
[93042,6]
[93043,6]
[93044,6,6]
[93060,9]
[93061,9,9]
[93062,9,9]
[93063,9]
[93064,9,9]
[93065,9]
[93066,9]
[93067,6]
[93093,9,"cannot locate "]
[93094,9,9]
[93099,9,9]
[93101,6]
[93102,6,6]
[93103,6]
[93105,5]
[93106,6]
[93107,6,6]
[93108,6]
[93109,6]
[93110,6]
[93111,6]
[93116,6,6]
[93117,6]
[93118,6,6]
[93120,6,6]
[93121,6,6]
[93130,5,5]
[93140,6,6]
[93150,6,6]
[93160,6,6]
[93190,6,6]
[93199,6,6]
[93201,13]
[93202,13]
[93203,13]
[93204,13]
[93205,16]
[93206,13]
[93207,13]
[93208,16,16]
[93210,13]
[93212,13]
[93215,13]
[93216,13,13]
[93218,13,13]
[93219,13]
[93220,13,13]
[93221,13]
[93222,16]
[93223,13]
[93224,13]
[93225,16]
[93226,16]
[93227,13,13]
[93230,13]
[93231,13,"cannot locate "]
[93232,13,13]
[93234,13]
[93235,13]
[93237,13,13]
[93238,16]
[93239,13]
[93240,16]
[93241,13]
[93242,13]
[93243,16]
[93244,13]
[93245,13]
[93246,13,13]
[93247,13]
[93249,13]
[93250,13]
[93251,13]
[93252,13]
[93254,4]
[93255,16]
[93256,13]
[93257,13]
[93258,13,13]
[93260,13]
[93261,13]
[93262,16]
[93263,13]
[93265,16]
[93266,13]
[93267,13]
[93268,13]
[93270,13]
[93271,13]
[93272,13]
[93274,13]
[93275,13,13]
[93276,13]
[93277,13]
[93278,13,13]
[93279,13,13]
[93280,13]
[93282,13,13]
[93283,16]
[93285,16]
[93286,13]
[93287,13]
[93291,13]
[93292,13]
[93301,13]
[93302,13,13]
[93303,13,13]
[93304,13]
[93305,13]
[93306,13]
[93307,13]
[93308,13]
[93309,13]
[93311,13]
[93312,13]
[93313,13]
[93380,13,13]
[93381,13,"cannot locate "]
[93382,13,"cannot locate "]
[93383,13,13]
[93384,13,13]
[93385,13,13]
[93386,13,13]
[93387,13,13]
[93388,13,13]
[93389,13,13]
[93390,13,13]
[93401,5]
[93402,5]
[93403,5,5]
[93405,5]
[93406,5,5]
[93407,5]
[93408,5,5]
[93409,5,5]
[93410,5,5]
[93412,5,5]
[93420,5]
[93421,5,5]
[93422,4]
[93423,4,4]
[93424,5,5]
[93426,4]
[93427,5]
[93428,5]
[93429,5]
[93430,5]
[93432,4]
[93433,5]
[93434,5]
[93435,5]
[93436,5]
[93437,5]
[93438,5,5]
[93440,5]
[93441,5]
[93442,5]
[93443,5,5]
[93444,5]
[93445,5]
[93446,4]
[93447,4,4]
[93448,5,5]
[93449,5]
[93450,4]
[93451,4]
[93452,5]
[93453,4]
[93454,5]
[93455,5]
[93456,5,5]
[93457,5,5]
[93458,5]
[93460,5]
[93461,4]
[93463,5]
[93464,5,5]
[93465,4]
[93483,5,5]
[93501,14]
[93502,14,14]
[93504,14,14]
[93505,14]
[93510,14]
[93512,16]
[93513,16]
[93514,16]
[93515,16,16]
[93516,14]
[93517,16]
[93518,16]
[93519,14]
[93522,16,16]
[93523,14]
[93524,14]
[93526,16]
[93527,16]
[93528,14]
[93529,16]
[93530,16,16]
[93531,16]
[93532,14]
[93534,14]
[93535,14]
[93536,14]
[93539,14,14]
[93541,16]
[93542,16,16]
[93543,14]
[93544,14]
[93545,16]
[93546,16]
[93549,16,16]
[93550,14]
[93551,14]
[93552,14]
[93553,14]
[93554,14]
[93555,14]
[93556,14,14]
[93558,14,14]
[93560,14]
[93561,16]
[93562,14]
[93563,16]
[93581,16,16]
[93584,14,14]
[93586,14,14]
[93590,14,14]
[93591,14]
[93592,14,14]
[93596,14,14]
[93599,14,14]
[93601,13]
[93602,16]
[93603,13]
[93604,16]
[93605,16,16]
[93606,13,13]
[93607,13,13]
[93608,13]
[93609,13]
[93610,13]
[93611,13]
[93612,13]
[93613,13,13]
[93614,13]
[93615,13]
[93616,13]
[93618,13]
[93620,12]
[93621,13]
[93622,13]
[93623,16]
[93624,13,13]
[93625,13]
[93626,13]
[93627,13]
[93628,16]
[93630,13]
[93631,13]
[93633,16]
[93634,16]
[93635,12]
[93637,13]
[93638,13]
[93639,13,13]
[93640,13]
[93641,13]
[93642,16,16]
[93643,16]
[93644,13]
[93645,13]
[93646,13]
[93647,13]
[93648,13]
[93649,13,13]
[93650,13]
[93651,13]
[93652,13]
[93653,13]
[93654,13]
[93656,13]
[93657,13]
[93660,13]
[93661,12,12]
[93662,13]
[93664,16]
[93665,12,12]
[93666,13,13]
[93667,13]
[93668,13]
[93669,16]
[93670,13,13]
[93673,13,13]
[93675,13]
[93701,13]
[93702,13]
[93703,13]
[93704,13]
[93705,13]
[93706,13]
[93707,13,13]
[93708,13,13]
[93709,13,13]
[93710,13]
[93711,13]
[93712,13,13]
[93714,13,13]
[93715,13,13]
[93716,13,13]
[93717,13,13]
[93718,13,13]
[93720,13]
[93721,13]
[93722,13]
[93724,13,13]
[93725,13]
[93726,13]
[93727,13]
[93728,13]
[93729,13,13]
[93737,13,13]
[93740,13,13]
[93741,13]
[93744,13,13]
[93745,13,13]
[93747,13,13]
[93750,13,13]
[93755,13,13]
[93759,13,"cannot locate "]
[93760,13,13]
[93761,13,13]
[93762,13,"cannot locate "]
[93764,13,13]
[93765,13,13]
[93771,13,13]
[93772,13,13]
[93773,13,13]
[93774,13,13]
[93775,13,13]
[93776,13,13]
[93777,13,13]
[93778,13,13]
[93779,13,13]
[93780,13,"cannot locate "]
[93782,13,"cannot locate "]
[93784,13,"cannot locate "]
[93786,13,13]
[93790,13,13]
[93791,13,13]
[93792,13,13]
[93793,13,13]
[93794,13,13]
[93844,13,13]
[93888,13,13]
[93901,3]
[93902,3,3]
[93905,3]
[93906,3]
[93907,3]
[93908,3]
[93912,3,3]
[93915,3,3]
[93920,3]
[93921,3,3]
[93922,3,3]
[93923,3]
[93924,3]
[93925,3]
[93926,3]
[93927,3]
[93928,4,4]
[93930,4]
[93932,4]
[93933,3]
[93940,3]
[93942,3,3]
[93943,3]
[93944,3]
[93950,3]
[93953,3]
[93954,4,4]
[93955,3]
[93960,3]
[93962,3,3]
[94002,3]
[94003,3,"cannot locate "]
[94005,3]
[94010,3]
[94011,3,3]
[94012,3,3]
[94014,3]
[94015,3]
[94016,3,3]
[94017,3,3]
[94018,3,3]
[94019,3]
[94020,3]
[94021,3]
[94022,4]
[94023,4,4]
[94024,4]
[94025,3]
[94026,3,3]
[94027,3]
[94028,3]
[94029,3,"cannot locate "]
[94030,3]
[94031,3,"cannot locate "]
[94035,4]
[94037,3]
[94038,3]
[94039,4,4]
[94040,4]
[94041,4]
[94042,4,4]
[94043,4]
[94044,3]
[94045,3,"cannot locate "]
[94059,3,"cannot locate "]
[94060,3]
[94061,3]
[94062,3]
[94063,3]
[94064,3,3]
[94065,3]
[94066,3]
[94067,3,"cannot locate "]
[94070,3]
[94071,3,"cannot locate "]
[94074,3]
[94080,3]
[94083,3,3]
[94086,4]
[94087,4]
[94088,3,3]
[94089,4]
[94090,4,"cannot locate "]
[94096,3,"cannot locate "]
[94098,3,"cannot locate "]
[94099,3,"cannot locate "]
[94101,3,3]
[94102,3]
[94103,3]
[94104,3]
[94105,3]
[94106,3,"cannot locate "]
[94107,3]
[94108,3]
[94109,3]
[94110,3]
[94111,3]
[94112,3]
[94114,3]
[94115,3]
[94116,3]
[94117,3]
[94118,3]
[94119,3,3]
[94120,3,3]
[94121,3]
[94122,3]
[94123,3]
[94124,3]
[94125,3,3]
[94126,3,3]
[94127,3]
[94128,3]
[94129,3]
[94130,3]
[94131,3]
[94132,3]
[94133,3]
[94134,3]
[94135,3,"cannot locate "]
[94136,3,"cannot locate "]
[94137,3,3]
[94138,3,"cannot locate "]
[94139,3,3]
[94140,3,3]
[94141,3,3]
[94142,3,3]
[94143,3,3]
[94144,3,3]
[94145,3,3]
[94146,3,3]
[94147,3,3]
[94150,3,"cannot locate "]
[94151,3,3]
[94152,3,"cannot locate "]
[94153,3,3]
[94154,3,3]
[94155,3,"cannot locate "]
[94156,3,3]
[94157,3,"cannot locate "]
[94159,3,3]
[94160,3,3]
[94161,3,3]
[94162,3,3]
[94163,3,3]
[94164,3,3]
[94165,3,"cannot locate "]
[94166,3,3]
[94167,3,"cannot locate "]
[94168,3,"cannot locate "]
[94169,3,"cannot locate "]
[94170,3,"cannot locate "]
[94171,3,3]
[94172,3,3]
[94175,3,"cannot locate "]
[94177,3,3]
[94188,3,3]
[94203,12,12]
[94204,12,12]
[94205,12,12]
[94206,12,12]
[94207,12,12]
[94208,12,12]
[94209,12,12]
[94211,12,12]
[94229,12,12]
[94230,12,12]
[94232,12,12]
[94234,12,12]
[94235,12,12]
[94236,12,12]
[94237,12,12]
[94239,12,12]
[94240,12,12]
[94243,12,"cannot locate "]
[94244,12,12]
[94245,12,12]
[94246,12,12]
[94247,12,12]
[94248,12,12]
[94249,12,12]
[94250,12,12]
[94252,12,12]
[94253,12,"cannot locate "]
[94254,12,12]
[94256,12,12]
[94257,12,12]
[94258,12,12]
[94259,12,12]
[94261,12,12]
[94262,12,12]
[94263,12,12]
[94267,12,12]
[94268,12,12]
[94269,12,12]
[94271,12,12]
[94273,12,12]
[94274,12,12]
[94277,12,12]
[94278,12,12]
[94279,12,12]
[94280,12,12]
[94282,12,12]
[94283,12,12]
[94284,12,12]
[94285,12,12]
[94286,12,12]
[94287,12,12]
[94288,12,12]
[94289,12,12]
[94290,12,12]
[94291,12,12]
[94293,12,12]
[94294,12,12]
[94295,12,12]
[94296,12,12]
[94297,12,12]
[94298,12,12]
[94299,12,12]
[94301,4]
[94302,4,4]
[94303,4]
[94304,4]
[94305,4]
[94306,4]
[94307,4,"cannot locate "]
[94308,4,"cannot locate "]
[94309,4,4]
[94310,4,"cannot locate "]
[94401,3]
[94402,3]
[94403,3]
[94404,3]
[94405,3,"cannot locate "]
[94406,3,"cannot locate "]
[94407,3,"cannot locate "]
[94408,3,"cannot locate "]
[94409,3,"cannot locate "]
[94497,3,3]
[94501,3]
[94502,3]
[94506,12]
[94507,12]
[94508,2]
[94509,12]
[94510,12]
[94511,12]
[94512,12]
[94513,12]
[94514,12]
[94515,2]
[94516,12,12]
[94517,12]
[94518,12]
[94519,12]
[94520,12]
[94521,12]
[94522,12,12]
[94523,12]
[94524,12,12]
[94525,12]
[94526,12]
[94527,12,12]
[94528,12]
[94529,12,12]
[94530,3]
[94531,12]
[94533,12]
[94535,12]
[94536,3]
[94537,3,3]
[94538,3]
[94539,3]
[94540,3,3]
[94541,3]
[94542,3]
[94543,3,3]
[94544,3]
[94545,3]
[94546,3]
[94547,3]
[94548,12]
[94549,12]
[94550,12]
[94551,12]
[94552,3]
[94553,12]
[94555,3]
[94556,12]
[94557,3,3]
[94558,2]
[94559,2]
[94560,3]
[94561,12]
[94562,2,2]
[94563,12]
[94564,3]
[94565,12]
[94566,12]
[94567,2]
[94568,12]
[94569,12]
[94570,12,12]
[94571,12]
[94572,3]
[94573,2,2]
[94574,2]
[94575,12,12]
[94576,2]
[94577,3]
[94578,3]
[94579,3]
[94580,3]
[94581,2,2]
[94583,12]
[94585,12]
[94586,12]
[94587,3]
[94588,12]
[94589,3]
[94590,3]
[94591,12]
[94592,3]
[94595,12]
[94596,12]
[94597,12]
[94598,12]
[94599,2]
[94601,3]
[94602,3]
[94603,3]
[94604,3,3]
[94605,3]
[94606,3]
[94607,3]
[94608,3]
[94609,3]
[94610,3]
[94611,3]
[94612,3]
[94613,3]
[94614,3,3]
[94615,3,3]
[94617,3,3]
[94618,3]
[94619,3]
[94620,3,3]
[94621,3]
[94623,3,3]
[94624,3,3]
[94625,3,"cannot locate "]
[94626,3,"cannot locate "]
[94627,3,"cannot locate "]
[94643,3,"cannot locate "]
[94649,3,3]
[94659,3,3]
[94660,3,3]
[94661,3,3]
[94662,3,3]
[94666,3,3]
[94701,3,3]
[94702,3]
[94703,3]
[94704,3]
[94705,3]
[94706,3]
[94707,3]
[94708,3]
[94709,3]
[94710,3]
[94712,3,3]
[94720,3]
[94801,3]
[94802,3,3]
[94803,3]
[94804,3]
[94805,3]
[94806,3]
[94807,3,3]
[94808,3,3]
[94820,3,3]
[94850,3,3]
[94901,2]
[94903,2]
[94904,2]
[94912,2,2]
[94913,2,2]
[94914,2,2]
[94915,2,2]
[94920,3]
[94922,1]
[94923,1]
[94924,3]
[94925,3]
[94926,2,2]
[94927,2,2]
[94928,2]
[94929,3]
[94930,2]
[94931,2]
[94933,3]
[94937,3]
[94938,3]
[94939,2]
[94940,3]
[94941,3]
[94942,3,3]
[94945,2]
[94946,2]
[94947,2]
[94948,2,2]
[94949,2]
[94950,3,3]
[94951,2]
[94952,2]
[94953,2,2]
[94954,2]
[94955,2,2]
[94956,3]
[94957,2,2]
[94960,2]
[94963,2]
[94964,2]
[94965,3]
[94966,3,3]
[94970,3]
[94971,3]
[94972,2]
[94973,2]
[94974,2,2]
[94975,2,2]
[94976,3,3]
[94977,3,3]
[94978,2,2]
[94979,2,2]
[94998,2,2]
[94999,2,2]
[95001,3,3]
[95002,4]
[95003,3]
[95004,4]
[95005,3]
[95006,3]
[95007,3,3]
[95008,4]
[95009,4,4]
[95010,3]
[95011,4,4]
[95012,3]
[95013,4]
[95014,4]
[95015,4,4]
[95017,3]
[95018,3]
[95019,3]
[95020,4]
[95021,4,4]
[95023,4]
[95024,4,4]
[95026,3,3]
[95030,4]
[95031,4,4]
[95032,4]
[95033,4]
[95035,4]
[95036,4,4]
[95037,4]
[95038,4,4]
[95039,3]
[95041,3,3]
[95042,4,4]
[95043,4]
[95044,3,3]
[95045,4]
[95046,4]
[95050,4]
[95051,4]
[95052,4,4]
[95053,4]
[95054,4]
[95055,4,4]
[95056,4,4]
[95060,3]
[95061,3,3]
[95062,3]
[95063,3,3]
[95064,3]
[95065,3]
[95066,3]
[95067,3,3]
[95070,4]
[95071,4,4]
[95073,3]
[95075,4,4]
[95076,3]
[95077,3,3]
[95101,4,4]
[95102,4,"cannot locate "]
[95103,4,4]
[95106,4,4]
[95108,4,4]
[95109,4,4]
[95110,4]
[95111,4]
[95112,4]
[95113,4]
[95114,4,"cannot locate "]
[95115,4,4]
[95116,4]
[95117,4]
[95118,4]
[95119,4]
[95120,4]
[95121,4]
[95122,4]
[95123,4]
[95124,4]
[95125,4]
[95126,4]
[95127,4]
[95128,4]
[95129,4]
[95130,4]
[95131,4]
[95132,4]
[95133,4]
[95134,4]
[95135,4]
[95136,4]
[95137,4,"cannot locate "]
[95138,4]
[95139,4]
[95140,4]
[95141,4]
[95142,4,4]
[95148,4]
[95150,4,4]
[95151,4,4]
[95152,4,4]
[95153,4,4]
[95154,4,4]
[95155,4,4]
[95156,4,4]
[95157,4,4]
[95158,4,4]
[95159,4,4]
[95160,4,4]
[95161,4,4]
[95164,4,4]
[95170,4,4]
[95171,4,"cannot locate "]
[95172,4,4]
[95173,4,4]
[95190,4,4]
[95191,4,4]
[95192,4]
[95193,4,4]
[95194,4,4]
[95196,4,4]
[95201,12,12]
[95202,12]
[95203,12]
[95204,12]
[95205,12]
[95206,12]
[95207,12]
[95208,12,12]
[95209,12]
[95210,12]
[95211,12]
[95212,12]
[95213,12,12]
[95215,12]
[95219,12]
[95220,12]
[95221,12,12]
[95222,12]
[95223,16]
[95224,16,16]
[95225,12,12]
[95226,12,12]
[95227,12,12]
[95228,12]
[95229,12,12]
[95230,12]
[95231,12]
[95232,12]
[95233,16,16]
[95234,12,12]
[95236,12]
[95237,12]
[95240,12]
[95241,12,12]
[95242,12]
[95245,12]
[95246,12]
[95247,12]
[95248,12,12]
[95249,12]
[95250,12,"cannot locate "]
[95251,12]
[95252,12]
[95253,12]
[95254,12,12]
[95255,12]
[95257,12]
[95258,12]
[95267,12,12]
[95269,12,12]
[95290,12,"cannot locate "]
[95296,12,12]
[95297,12,12]
[95298,12,"cannot locate "]
[95301,12]
[95303,12]
[95304,12]
[95305,12]
[95306,12]
[95307,12]
[95309,12,12]
[95310,12]
[95311,12]
[95312,12,12]
[95313,12]
[95314,16,"cannot locate "]
[95315,12]
[95316,12]
[95317,12]
[95318,16]
[95319,12]
[95320,12]
[95321,12]
[95322,12]
[95323,12]
[95324,12]
[95325,12,12]
[95326,12]
[95327,12]
[95328,12]
[95329,12]
[95330,12]
[95333,12]
[95334,12]
[95335,16]
[95336,12]
[95337,12]
[95338,12]
[95340,12]
[95341,12]
[95342,12,"cannot locate "]
[95343,12,12]
[95344,12,12]
[95345,12]
[95346,16]
[95347,12,12]
[95348,12]
[95350,12]
[95351,12]
[95352,12,12]
[95353,12,12]
[95354,12]
[95355,12]
[95356,12]
[95357,12]
[95358,12]
[95360,12]
[95361,12]
[95363,12]
[95364,16]
[95365,12]
[95366,12]
[95367,12]
[95368,12]
[95369,12]
[95370,12]
[95372,12]
[95373,12,12]
[95374,12]
[95375,16,16]
[95376,12]
[95378,12,12]
[95379,12]
[95380,12]
[95381,12,12]
[95382,12]
[95383,12]
[95385,12]
[95386,12]
[95387,12,12]
[95388,12]
[95389,16]
[95390,12,"cannot locate "]
[95397,12,12]
[95401,2]
[95402,2,2]
[95403,2]
[95404,2]
[95405,2]
[95406,2,2]
[95407,2]
[95408,2,"cannot locate "]
[95409,2]
[95410,1]
[95412,1]
[95415,2]
[95416,2,2]
[95417,1]
[95418,2,2]
[95419,2,2]
[95420,1]
[95421,1]
[95422,2]
[95423,2]
[95424,2,2]
[95425,2]
[95426,2]
[95427,1]
[95428,2]
[95429,2]
[95430,1,1]
[95431,2,2]
[95432,1]
[95433,2,2]
[95435,2,2]
[95436,2]
[95437,1]
[95439,2]
[95441,2]
[95442,2]
[95443,2]
[95444,2]
[95445,1]
[95446,2]
[95448,2]
[95449,2]
[95450,1]
[95451,2]
[95452,2]
[95453,2]
[95454,2]
[95456,1]
[95457,2]
[95458,2]
[95459,1]
[95460,1]
[95461,2]
[95462,1]
[95463,2]
[95464,2]
[95465,1]
[95466,2]
[95468,1]
[95469,2]
[95470,2]
[95471,2,2]
[95472,2]
[95473,2,2]
[95476,2]
[95480,1,1]
[95481,2,2]
[95482,2]
[95485,2]
[95486,1,1]
[95487,2,2]
[95488,1]
[95490,2]
[95492,2]
[95493,2]
[95494,2]
[95497,1]
[95501,1]
[95502,1,1]
[95503,1]
[95511,2]
[95514,2]
[95518,1,1]
[95519,1]
[95521,1]
[95524,1]
[95525,1]
[95526,2]
[95527,16]
[95528,1]
[95531,1]
[95532,1,1]
[95534,1,1]
[95536,1]
[95537,1,1]
[95538,1,1]
[95540,1]
[95542,2]
[95543,16]
[95545,1,1]
[95546,2]
[95547,1]
[95548,1]
[95549,1]
[95550,2]
[95551,1]
[95552,2]
[95553,1,1]
[95554,2]
[95555,1]
[95556,2]
[95558,1]
[95559,2,2]
[95560,2]
[95562,1]
[95563,16]
[95564,1]
[95565,1]
[95567,1]
[95568,16]
[95569,2]
[95570,1]
[95571,1,1]
[95573,2]
[95585,1]
[95587,2]
[95589,1]
[95595,2]
[95601,12,12]
[95602,11]
[95603,11]
[95604,11,11]
[95605,12]
[95606,12]
[95607,12]
[95608,12]
[95609,12,12]
[95610,12]
[95611,12,12]
[95612,12]
[95613,12,12]
[95614,12]
[95615,12]
[95616,12]
[95617,12,12]
[95618,12]
[95619,12]
[95620,12]
[95621,12]
[95623,12]
[95624,12]
[95625,12,12]
[95626,12]
[95627,12]
[95628,12]
[95629,12]
[95630,12]
[95631,16]
[95632,12]
[95633,12]
[95634,12]
[95635,12]
[95636,16]
[95637,12]
[95638,12]
[95639,12]
[95640,12]
[95641,12]
[95642,12]
[95644,12,12]
[95645,11]
[95646,16,16]
[95648,11]
[95650,11]
[95651,12]
[95652,12]
[95653,12]
[95654,12,12]
[95655,12]
[95656,12,12]
[95658,11]
[95659,11]
[95660,12]
[95661,11]
[95662,12]
[95663,11]
[95664,12]
[95665,12]
[95666,16]
[95667,12]
[95668,11]
[95669,12]
[95670,12]
[95671,12,12]
[95672,12]
[95673,12]
[95674,11]
[95675,12,12]
[95676,11,11]
[95677,11]
[95678,11]
[95679,12]
[95680,12,12]
[95681,11]
[95682,12]
[95683,12]
[95684,12]
[95685,12]
[95686,12]
[95687,12]
[95688,12]
[95689,12]
[95690,12]
[95691,12]
[95692,11]
[95693,12]
[95694,12]
[95695,12]
[95696,12,12]
[95697,12,12]
[95698,12]
[95699,12]
[95701,16]
[95703,11]
[95709,12]
[95712,11,11]
[95713,11]
[95714,16]
[95715,16]
[95717,16]
[95720,16]
[95721,16]
[95722,11]
[95724,16]
[95726,16]
[95728,16]
[95735,16]
[95736,11,11]
[95741,12,12]
[95742,12]
[95743,12,"cannot locate "]
[95746,11]
[95747,11]
[95758,12]
[95759,12,12]
[95762,12]
[95763,12,12]
[95765,11]
[95776,12]
[95798,12,12]
[95799,12,12]
[95812,12,12]
[95813,12,12]
[95814,12]
[95815,12]
[95816,12]
[95817,12]
[95818,12]
[95819,12]
[95820,12]
[95821,12]
[95822,12]
[95823,12]
[95824,12]
[95825,12]
[95826,12]
[95827,12]
[95828,12]
[95829,12]
[95830,12]
[95831,12]
[95832,12]
[95833,12]
[95834,12]
[95835,12]
[95836,12]
[95837,12]
[95838,12]
[95840,12,12]
[95841,12]
[95842,12]
[95843,12]
[95851,12,12]
[95852,12,12]
[95853,12,12]
[95857,12,"cannot locate "]
[95860,12,12]
[95864,12]
[95865,12,12]
[95866,12,12]
[95867,12,12]
[95873,12,"cannot locate "]
[95887,12,12]
[95894,12,12]
[95899,12,12]
[95901,11]
[95903,11]
[95910,16]
[95912,11]
[95913,11,11]
[95914,11]
[95915,16]
[95916,16]
[95917,11]
[95918,11]
[95919,11]
[95920,11]
[95922,16]
[95923,16]
[95924,11,11]
[95925,16]
[95926,11]
[95927,11,11]
[95928,11]
[95929,11,11]
[95930,16,16]
[95931,11,"cannot locate "]
[95932,11]
[95934,16]
[95935,11]
[95936,16]
[95937,12]
[95938,11]
[95939,11]
[95940,11,11]
[95941,16]
[95942,16]
[95943,11]
[95944,16]
[95945,11]
[95946,11]
[95947,16]
[95948,11]
[95949,11]
[95950,11,11]
[95951,11]
[95953,11]
[95954,16]
[95955,11]
[95956,16]
[95957,11]
[95958,11,11]
[95959,11]
[95960,16]
[95961,11]
[95962,11]
[95963,11]
[95965,11]
[95966,11]
[95967,11,11]
[95968,11]
[95969,11]
[95970,11]
[95971,16]
[95972,11]
[95973,11]
[95974,11,11]
[95975,11]
[95976,11,11]
[95977,11]
[95978,16,16]
[95979,11]
[95980,16,16]
[95981,16]
[95982,11]
[95983,16]
[95984,16]
[95986,16,16]
[95987,11]
[95988,11]
[95991,11]
[95992,11,11]
[95993,11]
[96001,11]
[96002,11]
[96003,11]
[96006,16]
[96007,11]
[96008,11]
[96009,16,16]
[96010,16]
[96011,16,16]
[96013,16]
[96014,16]
[96015,16]
[96016,16]
[96017,16]
[96019,11]
[96020,16]
[96021,11]
[96022,11]
[96023,16]
[96024,16]
[96025,16]
[96027,16]
[96028,16]
[96029,11,11]
[96031,16]
[96032,16]
[96033,11]
[96034,16]
[96035,11]
[96037,16,16]
[96038,16]
[96039,16]
[96040,16]
[96041,16]
[96044,16]
[96046,16]
[96047,11]
[96048,16]
[96049,16,16]
[96050,16]
[96051,11]
[96052,16]
[96053,16,"cannot locate "]
[96054,16]
[96055,11]
[96056,16]
[96057,16]
[96058,16]
[96059,11]
[96061,16]
[96062,11]
[96063,16]
[96064,16]
[96065,16]
[96067,16]
[96068,16,16]
[96069,11]
[96070,11,11]
[96071,16,"↕"]
[96073,11]
[96074,11,11]
[96075,16]
[96076,16]
[96078,11,11]
[96079,11,11]
[96080,11]
[96084,11]
[96085,16]
[96086,16]
[96087,11]
[96088,11]
[96089,11,11]
[96090,11,11]
[96091,16]
[96092,11,11]
[96093,16]
[96094,16]
[96095,11,11]
[96096,11]
[96097,16]
[96099,11,11]
[96101,16]
[96103,16]
[96104,16]
[96105,16]
[96106,16]
[96107,16]
[96108,16]
[96109,16]
[96110,16,16]
[96111,16]
[96112,16]
[96113,16]
[96114,16]
[96115,16]
[96116,16]
[96117,16]
[96118,16]
[96119,16]
[96120,16]
[96121,16]
[96122,16]
[96123,16]
[96124,16]
[96125,16]
[96126,16]
[96127,16,16]
[96128,16]
[96129,16]
[96130,16]
[96132,16]
[96133,16]
[96134,16]
[96135,16,16]
[96136,16]
[96137,16]
[96140,16]
[96141,16]
[96142,16]
[96143,16]
[96145,16]
[96146,16]
[96148,16]
[96150,16]
[96151,16,16]
[96152,16,16]
[96154,16,16]
[96155,16,16]
[96156,16,16]
[96157,16,16]
[96158,16,16]
[96160,16,16]
[96161,16]
[96162,16]

{"sheet":"iouzipcodes2015","index":14,"n_rows":4386,"n_cols":10,"rows_kept":4386,"cut":false,"hidden":true,"merged":[]}
["zip","eiaid",null,"utility_name","state","service_type","ownership","comm_rate","ind_rate","res_rate"]
[94080,14328,"PG&E","Pacific Gas & Electric Co","CA","Bundled","Investor Owned",0.186574573044725,0.14532942464996701,0.18031265379514499]
[95799,14328,"PG&E","Pacific Gas & Electric Co","CA","Bundled","Investor Owned",0.186574573044725,0.14532942464996701,0.18031265379514499]
[94541,14328,"PG&E","Pacific Gas & Electric Co","CA","Bundled","Investor Owned",0.186574573044725,0.14532942464996701,0.18031265379514499]
[94540,14328,"PG&E","Pacific Gas & Electric Co","CA","Bundled","Investor Owned",0.186574573044725,0.14532942464996701,0.18031265379514499]
[94543,14328,"PG&E","Pacific Gas & Electric Co","CA","Bundled","Investor Owned",0.186574573044725,0.14532942464996701,0.18031265379514499]
[94542,14328,"PG&E","Pacific Gas & Electric Co","CA","Bundled","Investor Owned",0.186574573044725,0.14532942464996701,0.18031265379514499]
[94545,14328,"PG&E","Pacific Gas & Electric Co","CA","Bundled","Investor Owned",0.186574573044725,0.14532942464996701,0.18031265379514499]
[94544,14328,"PG&E","Pacific Gas & Electric Co","CA","Bundled","Investor Owned",0.186574573044725,0.14532942464996701,0.18031265379514499]
[94547,14328,"PG&E","Pacific Gas & Electric Co","CA","Bundled","Investor Owned",0.186574573044725,0.14532942464996701,0.18031265379514499]
[94546,14328,"PG&E","Pacific Gas & Electric Co","CA","Bundled","Investor Owned",0.186574573044725,0.14532942464996701,0.18031265379514499]
[94549,14328,"PG&E","Pacific Gas & Electric Co","CA","Bundled","Investor Owned",0.186574573044725,0.14532942464996701,0.18031265379514499]
[94548,14328,"PG&E","Pacific Gas & Electric Co","CA","Bundled","Investor Owned",0.186574573044725,0.14532942464996701,0.18031265379514499]
[95968,14328,"PG&E","Pacific Gas & Electric Co","CA","Bundled","Investor Owned",0.186574573044725,0.14532942464996701,0.18031265379514499]
[95969,14328,"PG&E","Pacific Gas & Electric Co","CA","Bundled","Investor Owned",0.186574573044725,0.14532942464996701,0.18031265379514499]
[95960,14328,"PG&E","Pacific Gas & Electric Co","CA","Bundled","Investor Owned",0.186574573044725,0.14532942464996701,0.18031265379514499]
[95961,14328,"PG&E","Pacific Gas & Electric Co","CA","Bundled","Investor Owned",0.186574573044725,0.14532942464996701,0.18031265379514499]
[95962,14328,"PG&E","Pacific Gas & Electric Co","CA","Bundled","Investor Owned",0.186574573044725,0.14532942464996701,0.18031265379514499]
[95963,14328,"PG&E","Pacific Gas & Electric Co","CA","Bundled","Investor Owned",0.186574573044725,0.14532942464996701,0.18031265379514499]
[95965,14328,"PG&E","Pacific Gas & Electric Co","CA","Bundled","Investor Owned",0.186574573044725,0.14532942464996701,0.18031265379514499]
[95966,14328,"PG&E","Pacific Gas & Electric Co","CA","Bundled","Investor Owned",0.186574573044725,0.14532942464996701,0.18031265379514499]
[95967,14328,"PG&E","Pacific Gas & Electric Co","CA","Bundled","Investor Owned",0.186574573044725,0.14532942464996701,0.18031265379514499]
[95728,14328,"PG&E","Pacific Gas & Electric Co","CA","Bundled","Investor Owned",0.186574573044725,0.14532942464996701,0.18031265379514499]
[94912,14328,"PG&E","Pacific Gas & Electric Co","CA","Bundled","Investor Owned",0.186574573044725,0.14532942464996701,0.18031265379514499]
[94913,14328,"PG&E","Pacific Gas & Electric Co","CA","Bundled","Investor Owned",0.186574573044725,0.14532942464996701,0.18031265379514499]
[94915,14328,"PG&E","Pacific Gas & Electric Co","CA","Bundled","Investor Owned",0.186574573044725,0.14532942464996701,0.18031265379514499]
[94132,14328,"PG&E","Pacific Gas & Electric Co","CA","Bundled","Investor Owned",0.186574573044725,0.14532942464996701,0.18031265379514499]
[94133,14328,"PG&E","Pacific Gas & Electric Co","CA","Bundled","Investor Owned",0.186574573044725,0.14532942464996701,0.18031265379514499]
[94134,14328,"PG&E","Pacific Gas & Electric Co","CA","Bundled","Investor Owned",0.186574573044725,0.14532942464996701,0.18031265379514499]
[95663,14328,"PG&E","Pacific Gas & Electric Co","CA","Bundled","Investor Owned",0.186574573044725,0.14532942464996701,0.18031265379514499]
[95662,14328,"PG&E","Pacific Gas & Electric Co","CA","Bundled","Investor Owned",0.186574573044725,0.14532942464996701,0.18031265379514499]
[95661,14328,"PG&E","Pacific Gas & Electric Co","CA","Bundled","Investor Owned",0.186574573044725,0.14532942464996701,0.18031265379514499]
[95667,14328,"PG&E","Pacific Gas & Electric Co","CA","Bundled","Investor Owned",0.186574573044725,0.14532942464996701,0.18031265379514499]
[95666,14328,"PG&E","Pacific Gas & Electric Co","CA","Bundled","Investor Owned",0.186574573044725,0.14532942464996701,0.18031265379514499]
[95665,14328,"PG&E","Pacific Gas & Electric Co","CA","Bundled","Investor Owned",0.186574573044725,0.14532942464996701,0.18031265379514499]
[95664,14328,"PG&E","Pacific Gas & Electric Co","CA","Bundled","Investor Owned",0.186574573044725,0.14532942464996701,0.18031265379514499]
[95669,14328,"PG&E","Pacific Gas & Electric Co","CA","Bundled","Investor Owned",0.186574573044725,0.14532942464996701,0.18031265379514499]
[95668,14328,"PG&E","Pacific Gas & Electric Co","CA","Bundled","Investor Owned",0.186574573044725,0.14532942464996701,0.18031265379514499]
[93625,14328,"PG&E","Pacific Gas & Electric Co","CA","Bundled","Investor Owned",0.186574573044725,0.14532942464996701,0.18031265379514499]
[93624,14328,"PG&E","Pacific Gas & Electric Co","CA","Bundled","Investor Owned",0.186574573044725,0.14532942464996701,0.18031265379514499]
[93627,14328,"PG&E","Pacific Gas & Electric Co","CA","Bundled","Investor Owned",0.186574573044725,0.14532942464996701,0.18031265379514499]
[93626,14328,"PG&E","Pacific Gas & Electric Co","CA","Bundled","Investor Owned",0.186574573044725,0.14532942464996701,0.18031265379514499]
[93621,14328,"PG&E","Pacific Gas & Electric Co","CA","Bundled","Investor Owned",0.186574573044725,0.14532942464996701,0.18031265379514499]
[93620,14328,"PG&E","Pacific Gas & Electric Co","CA","Bundled","Investor Owned",0.186574573044725,0.14532942464996701,0.18031265379514499]
[93623,14328,"PG&E","Pacific Gas & Electric Co","CA","Bundled","Investor Owned",0.186574573044725,0.14532942464996701,0.18031265379514499]
[93622,14328,"PG&E","Pacific Gas & Electric Co","CA","Bundled","Investor Owned",0.186574573044725,0.14532942464996701,0.18031265379514499]
[95155,14328,"PG&E","Pacific Gas & Electric Co","CA","Bundled","Investor Owned",0.186574573044725,0.14532942464996701,0.18031265379514499]
[95154,14328,"PG&E","Pacific Gas & Electric Co","CA","Bundled","Investor Owned",0.186574573044725,0.14532942464996701,0.18031265379514499]
[93637,14328,"PG&E","Pacific Gas & Electric Co","CA","Bundled","Investor Owned",0.186574573044725,0.14532942464996701,0.18031265379514499]
[94074,14328,"PG&E","Pacific Gas & Electric Co","CA","Bundled","Investor Owned",0.186574573044725,0.14532942464996701,0.18031265379514499]
[94070,14328,"PG&E","Pacific Gas & Electric Co","CA","Bundled","Investor Owned",0.186574573044725,0.14532942464996701,0.18031265379514499]
[93475,14328,"PG&E","Pacific Gas & Electric Co","CA","Bundled","Investor Owned",0.186574573044725,0.14532942464996701,0.18031265379514499]
[95459,14328,"PG&E","Pacific Gas & Electric Co","CA","Bundled","Investor Owned",0.186574573044725,0.14532942464996701,0.18031265379514499]
[95450,14328,"PG&E","Pacific Gas & Electric Co","CA","Bundled","Investor Owned",0.186574573044725,0.14532942464996701,0.18031265379514499]
[95451,14328,"PG&E","Pacific Gas & Electric Co","CA","Bundled","Investor Owned",0.186574573044725,0.14532942464996701,0.18031265379514499]
[95452,14328,"PG&E","Pacific Gas & Electric Co","CA","Bundled","Investor Owned",0.186574573044725,0.14532942464996701,0.18031265379514499]
[95453,14328,"PG&E","Pacific Gas & Electric Co","CA","Bundled","Investor Owned",0.186574573044725,0.14532942464996701,0.18031265379514499]
[95454,14328,"PG&E","Pacific Gas & Electric Co","CA","Bundled","Investor Owned",0.186574573044725,0.14532942464996701,0.18031265379514499]
[95456,14328,"PG&E","Pacific Gas & Electric Co","CA","Bundled","Investor Owned",0.186574573044725,0.14532942464996701,0.18031265379514499]
[95457,14328,"PG&E","Pacific Gas & Electric Co","CA","Bundled","Investor Owned",0.186574573044725,0.14532942464996701,0.18031265379514499]
[93406,14328,"PG&E","Pacific Gas & Electric Co","CA","Bundled","Investor Owned",0.186574573044725,0.14532942464996701,0.18031265379514499]
[95338,14328,"PG&E","Pacific Gas & Electric Co","CA","Bundled","Investor Owned",0.186574573044725,0.14532942464996701,0.18031265379514499]
[95335,14328,"PG&E","Pacific Gas & Electric Co","CA","Bundled","Investor Owned",0.186574573044725,0.14532942464996701,0.18031265379514499]
[95337,14328,"PG&E","Pacific Gas & Electric Co","CA","Bundled","Investor Owned",0.186574573044725,0.14532942464996701,0.18031265379514499]
[95333,14328,"PG&E","Pacific Gas & Electric Co","CA","Bundled","Investor Owned",0.186574573044725,0.14532942464996701,0.18031265379514499]
[93274,14328,"PG&E","Pacific Gas & Electric Co","CA","Bundled","Investor Owned",0.186574573044725,0.14532942464996701,0.18031265379514499]
[93271,14328,"PG&E","Pacific Gas & Electric Co","CA","Bundled","Investor Owned",0.186574573044725,0.14532942464996701,0.18031265379514499]
[95631,14328,"PG&E","Pacific Gas & Electric Co","CA","Bundled","Investor Owned",0.186574573044725,0.14532942464996701,0.18031265379514499]
[95559,14328,"PG&E","Pacific Gas & Electric Co","CA","Bundled","Investor Owned",0.186574573044725,0.14532942464996701,0.18031265379514499]
[95558,14328,"PG&E","Pacific Gas & Electric Co","CA","Bundled","Investor Owned",0.186574573044725,0.14532942464996701,0.18031265379514499]
[95555,14328,"PG&E","Pacific Gas & Electric Co","CA","Bundled","Investor Owned",0.186574573044725,0.14532942464996701,0.18031265379514499]
[95554,14328,"PG&E","Pacific Gas & Electric Co","CA","Bundled","Investor Owned",0.186574573044725,0.14532942464996701,0.18031265379514499]
[95556,14328,"PG&E","Pacific Gas & Electric Co","CA","Bundled","Investor Owned",0.186574573044725,0.14532942464996701,0.18031265379514499]
[95551,14328,"PG&E","Pacific Gas & Electric Co","CA","Bundled","Investor Owned",0.186574573044725,0.14532942464996701,0.18031265379514499]
[95550,14328,"PG&E","Pacific Gas & Electric Co","CA","Bundled","Investor Owned",0.186574573044725,0.14532942464996701,0.18031265379514499]
[95553,14328,"PG&E","Pacific Gas & Electric Co","CA","Bundled","Investor Owned",0.186574573044725,0.14532942464996701,0.18031265379514499]
[95552,14328,"PG&E","Pacific Gas & Electric Co","CA","Bundled","Investor Owned",0.186574573044725,0.14532942464996701,0.18031265379514499]
[96011,14328,"PG&E","Pacific Gas & Electric Co","CA","Bundled","Investor Owned",0.186574573044725,0.14532942464996701,0.18031265379514499]
[96010,14328,"PG&E","Pacific Gas & Electric Co","CA","Bundled","Investor Owned",0.186574573044725,0.14532942464996701,0.18031265379514499]
[93675,14328,"PG&E","Pacific Gas & Electric Co","CA","Bundled","Investor Owned",0.186574573044725,0.14532942464996701,0.18031265379514499]
[95746,14328,"PG&E","Pacific Gas & Electric Co","CA","Bundled","Investor Owned",0.186574573044725,0.14532942464996701,0.18031265379514499]
[95747,14328,"PG&E","Pacific Gas & Electric Co","CA","Bundled","Investor Owned",0.186574573044725,0.14532942464996701,0.18031265379514499]
[95742,14328,"PG&E","Pacific Gas & Electric Co","CA","Bundled","Investor Owned",0.186574573044725,0.14532942464996701,0.18031265379514499]
[94596,14328,"PG&E","Pacific Gas & Electric Co","CA","Bundled","Investor Owned",0.186574573044725,0.14532942464996701,0.18031265379514499]
[94597,14328,"PG&E","Pacific Gas & Electric Co","CA","Bundled","Investor Owned",0.186574573044725,0.14532942464996701,0.18031265379514499]
[94595,14328,"PG&E","Pacific Gas & Electric Co","CA","Bundled","Investor Owned",0.186574573044725,0.14532942464996701,0.18031265379514499]
[94592,14328,"PG&E","Pacific Gas & Electric Co","CA","Bundled","Investor Owned",0.186574573044725,0.14532942464996701,0.18031265379514499]
[94591,14328,"PG&E","Pacific Gas & Electric Co","CA","Bundled","Investor Owned",0.186574573044725,0.14532942464996701,0.18031265379514499]
[94598,14328,"PG&E","Pacific Gas & Electric Co","CA","Bundled","Investor Owned",0.186574573044725,0.14532942464996701,0.18031265379514499]
[94599,14328,"PG&E","Pacific Gas & Electric Co","CA","Bundled","Investor Owned",0.186574573044725,0.14532942464996701,0.18031265379514499]
[93744,14328,"PG&E","Pacific Gas & Electric Co","CA","Bundled","Investor Owned",0.186574573044725,0.14532942464996701,0.18031265379514499]
[93745,14328,"PG&E","Pacific Gas & Electric Co","CA","Bundled","Investor Owned",0.186574573044725,0.14532942464996701,0.18031265379514499]
[93740,14328,"PG&E","Pacific Gas & Electric Co","CA","Bundled","Investor Owned",0.186574573044725,0.14532942464996701,0.18031265379514499]
[93741,14328,"PG&E","Pacific Gas & Electric Co","CA","Bundled","Investor Owned",0.186574573044725,0.14532942464996701,0.18031265379514499]
[93943,14328,"PG&E","Pacific Gas & Electric Co","CA","Bundled","Investor Owned",0.186574573044725,0.14532942464996701,0.18031265379514499]
[93944,14328,"PG&E","Pacific Gas & Electric Co","CA","Bundled","Investor Owned",0.186574573044725,0.14532942464996701,0.18031265379514499]
[94624,14328,"PG&E","Pacific Gas & Electric Co","CA","Bundled","Investor Owned",0.186574573044725,0.14532942464996701,0.18031265379514499]
[94620,14328,"PG&E","Pacific Gas & Electric Co","CA","Bundled","Investor Owned",0.186574573044725,0.14532942464996701,0.18031265379514499]
[94621,14328,"PG&E","Pacific Gas & Electric Co","CA","Bundled","Investor Owned",0.186574573044725,0.14532942464996701,0.18031265379514499]
[94622,14328,"PG&E","Pacific Gas & Electric Co","CA","Bundled","Investor Owned",0.186574573044725,0.14532942464996701,0.18031265379514499]
[94623,14328,"PG&E","Pacific Gas & Electric Co","CA","Bundled","Investor Owned",0.186574573044725,0.14532942464996701,0.18031265379514499]
[93536,14328,"PG&E","Pacific Gas & Electric Co","CA","Bundled","Investor Owned",0.186574573044725,0.14532942464996701,0.18031265379514499]
[94707,14328,"PG&E","Pacific Gas & Electric Co","CA","Bundled","Investor Owned",0.186574573044725,0.14532942464996701,0.18031265379514499]
[94706,14328,"PG&E","Pacific Gas & Electric Co","CA","Bundled","Investor Owned",0.186574573044725,0.14532942464996701,0.18031265379514499]
[94705,14328,"PG&E","Pacific Gas & Electric Co","CA","Bundled","Investor Owned",0.186574573044725,0.14532942464996701,0.18031265379514499]
[94704,14328,"PG&E","Pacific Gas & Electric Co","CA","Bundled","Investor Owned",0.186574573044725,0.14532942464996701,0.18031265379514499]
[94703,14328,"PG&E","Pacific Gas & Electric Co","CA","Bundled","Investor Owned",0.186574573044725,0.14532942464996701,0.18031265379514499]
[94702,14328,"PG&E","Pacific Gas & Electric Co","CA","Bundled","Investor Owned",0.186574573044725,0.14532942464996701,0.18031265379514499]
[94701,14328,"PG&E","Pacific Gas & Electric Co","CA","Bundled","Investor Owned",0.186574573044725,0.14532942464996701,0.18031265379514499]
[95076,14328,"PG&E","Pacific Gas & Electric Co","CA","Bundled","Investor Owned",0.186574573044725,0.14532942464996701,0.18031265379514499]
[95077,14328,"PG&E","Pacific Gas & Electric Co","CA","Bundled","Investor Owned",0.186574573044725,0.14532942464996701,0.18031265379514499]
[95075,14328,"PG&E","Pacific Gas & Electric Co","CA","Bundled","Investor Owned",0.186574573044725,0.14532942464996701,0.18031265379514499]
[95073,14328,"PG&E","Pacific Gas & Electric Co","CA","Bundled","Investor Owned",0.186574573044725,0.14532942464996701,0.18031265379514499]
[95070,14328,"PG&E","Pacific Gas & Electric Co","CA","Bundled","Investor Owned",0.186574573044725,0.14532942464996701,0.18031265379514499]
[95071,14328,"PG&E","Pacific Gas & Electric Co","CA","Bundled","Investor Owned",0.186574573044725,0.14532942464996701,0.18031265379514499]
[96035,14328,"PG&E","Pacific Gas & Electric Co","CA","Bundled","Investor Owned",0.186574573044725,0.14532942464996701,0.18031265379514499]
[96033,14328,"PG&E","Pacific Gas & Electric Co","CA","Bundled","Investor Owned",0.186574573044725,0.14532942464996701,0.18031265379514499]
[96031,14328,"PG&E","Pacific Gas & Electric Co","CA","Bundled","Investor Owned",0.186574573044725,0.14532942464996701,0.18031265379514499]
[96039,14328,"PG&E","Pacific Gas & Electric Co","CA","Bundled","Investor Owned",0.186574573044725,0.14532942464996701,0.18031265379514499]
[94518,14328,"PG&E","Pacific Gas & Electric Co","CA","Bundled","Investor Owned",0.186574573044725,0.14532942464996701,0.18031265379514499]
[94519,14328,"PG&E","Pacific Gas & Electric Co","CA","Bundled","Investor Owned",0.186574573044725,0.14532942464996701,0.18031265379514499]
[94517,14328,"PG&E","Pacific Gas & Electric Co","CA","Bundled","Investor Owned",0.186574573044725,0.14532942464996701,0.18031265379514499]
[94514,14328,"PG&E","Pacific Gas & Electric Co","CA","Bundled","Investor Owned",0.186574573044725,0.14532942464996701,0.18031265379514499]
[94513,14328,"PG&E","Pacific Gas & Electric Co","CA","Bundled","Investor Owned",0.186574573044725,0.14532942464996701,0.18031265379514499]
[94511,14328,"PG&E","Pacific Gas & Electric Co","CA","Bundled","Investor Owned",0.186574573044725,0.14532942464996701,0.18031265379514499]
[93517,14328,"PG&E","Pacific Gas & Electric Co","CA","Bundled","Investor Owned",0.186574573044725,0.14532942464996701,0.18031265379514499]
[95951,14328,"PG&E","Pacific Gas & Electric Co","CA","Bundled","Investor Owned",0.186574573044725,0.14532942464996701,0.18031265379514499]
[95950,14328,"PG&E","Pacific Gas & Electric Co","CA","Bundled","Investor Owned",0.186574573044725,0.14532942464996701,0.18031265379514499]
[95953,14328,"PG&E","Pacific Gas & Electric Co","CA","Bundled","Investor Owned",0.186574573044725,0.14532942464996701,0.18031265379514499]
[95955,14328,"PG&E","Pacific Gas & Electric Co","CA","Bundled","Investor Owned",0.186574573044725,0.14532942464996701,0.18031265379514499]
[95954,14328,"PG&E","Pacific Gas & Electric Co","CA","Bundled","Investor Owned",0.186574573044725,0.14532942464996701,0.18031265379514499]
[95957,14328,"PG&E","Pacific Gas & Electric Co","CA","Bundled","Investor Owned",0.186574573044725,0.14532942464996701,0.18031265379514499]
[95956,14328,"PG&E","Pacific Gas & Electric Co","CA","Bundled","Investor Owned",0.186574573044725,0.14532942464996701,0.18031265379514499]
[95959,14328,"PG&E","Pacific Gas & Electric Co","CA","Bundled","Investor Owned",0.186574573044725,0.14532942464996701,0.18031265379514499]
[95958,14328,"PG&E","Pacific Gas & Electric Co","CA","Bundled","Investor Owned",0.186574573044725,0.14532942464996701,0.18031265379514499]
[94581,14328,"PG&E","Pacific Gas & Electric Co","CA","Bundled","Investor Owned",0.186574573044725,0.14532942464996701,0.18031265379514499]
[95170,14328,"PG&E","Pacific Gas & Electric Co","CA","Bundled","Investor Owned",0.186574573044725,0.14532942464996701,0.18031265379514499]
[94963,14328,"PG&E","Pacific Gas & Electric Co","CA","Bundled","Investor Owned",0.186574573044725,0.14532942464996701,0.18031265379514499]
[94960,14328,"PG&E","Pacific Gas & Electric Co","CA","Bundled","Investor Owned",0.186574573044725,0.14532942464996701,0.18031265379514499]
[94965,14328,"PG&E","Pacific Gas & Electric Co","CA","Bundled","Investor Owned",0.186574573044725,0.14532942464996701,0.18031265379514499]
[93729,14328,"PG&E","Pacific Gas & Electric Co","CA","Bundled","Investor Owned",0.186574573044725,0.14532942464996701,0.18031265379514499]
[93720,14328,"PG&E","Pacific Gas & Electric Co","CA","Bundled","Investor Owned",0.186574573044725,0.14532942464996701,0.18031265379514499]
[93721,14328,"PG&E","Pacific Gas & Electric Co","CA","Bundled","Investor Owned",0.186574573044725,0.14532942464996701,0.18031265379514499]
[95240,14328,"PG&E","Pacific Gas & Electric Co","CA","Bundled","Investor Owned",0.186574573044725,0.14532942464996701,0.18031265379514499]
[95242,14328,"PG&E","Pacific Gas & Electric Co","CA","Bundled","Investor Owned",0.186574573044725,0.14532942464996701,0.18031265379514499]
[95245,14328,"PG&E","Pacific Gas & Electric Co","CA","Bundled","Investor Owned",0.186574573044725,0.14532942464996701,0.18031265379514499]
[95247,14328,"PG&E","Pacific Gas & Electric Co","CA","Bundled","Investor Owned",0.186574573044725,0.14532942464996701,0.18031265379514499]
[95246,14328,"PG&E","Pacific Gas & Electric Co","CA","Bundled","Investor Owned",0.186574573044725,0.14532942464996701,0.18031265379514499]
[95249,14328,"PG&E","Pacific Gas & Electric Co","CA","Bundled","Investor Owned",0.186574573044725,0.14532942464996701,0.18031265379514499]
[95248,14328,"PG&E","Pacific Gas & Electric Co","CA","Bundled","Investor Owned",0.186574573044725,0.14532942464996701,0.18031265379514499]
[94914,14328,"PG&E","Pacific Gas & Electric Co","CA","Bundled","Investor Owned",0.186574573044725,0.14532942464996701,0.18031265379514499]
[93445,14328,"PG&E","Pacific Gas & Electric Co","CA","Bundled","Investor Owned",0.186574573044725,0.14532942464996701,0.18031265379514499]
[93444,14328,"PG&E","Pacific Gas & Electric Co","CA","Bundled","Investor Owned",0.186574573044725,0.14532942464996701,0.18031265379514499]
[93447,14328,"PG&E","Pacific Gas & Electric Co","CA","Bundled","Investor Owned",0.186574573044725,0.14532942464996701,0.18031265379514499]
[93446,14328,"PG&E","Pacific Gas & Electric Co","CA","Bundled","Investor Owned",0.186574573044725,0.14532942464996701,0.18031265379514499]
[93441,14328,"PG&E","Pacific Gas & Electric Co","CA","Bundled","Investor Owned",0.186574573044725,0.14532942464996701,0.18031265379514499]
[93440,14328,"PG&E","Pacific Gas & Electric Co","CA","Bundled","Investor Owned",0.186574573044725,0.14532942464996701,0.18031265379514499]
[93443,14328,"PG&E","Pacific Gas & Electric Co","CA","Bundled","Investor Owned",0.186574573044725,0.14532942464996701,0.18031265379514499]
[93442,14328,"PG&E","Pacific Gas & Electric Co","CA","Bundled","Investor Owned",0.186574573044725,0.14532942464996701,0.18031265379514499]
[93449,14328,"PG&E","Pacific Gas & Electric Co","CA","Bundled","Investor Owned",0.186574573044725,0.14532942464996701,0.18031265379514499]
[93448,14328,"PG&E","Pacific Gas & Electric Co","CA","Bundled","Investor Owned",0.186574573044725,0.14532942464996701,0.18031265379514499]
[93606,14328,"PG&E","Pacific Gas & Electric Co","CA","Bundled","Investor Owned",0.186574573044725,0.14532942464996701,0.18031265379514499]
[95461,14328,"PG&E","Pacific Gas & Electric Co","CA","Bundled","Investor Owned",0.186574573044725,0.14532942464996701,0.18031265379514499]
[95460,14328,"PG&E","Pacific Gas & Electric Co","CA","Bundled","Investor Owned",0.186574573044725,0.14532942464996701,0.18031265379514499]
[95463,14328,"PG&E","Pacific Gas & Electric Co","CA","Bundled","Investor Owned",0.186574573044725,0.14532942464996701,0.18031265379514499]
[95462,14328,"PG&E","Pacific Gas & Electric Co","CA","Bundled","Investor Owned",0.186574573044725,0.14532942464996701,0.18031265379514499]
[95465,14328,"PG&E","Pacific Gas & Electric Co","CA","Bundled","Investor Owned",0.186574573044725,0.14532942464996701,0.18031265379514499]
[95467,14328,"PG&E","Pacific Gas & Electric Co","CA","Bundled","Investor Owned",0.186574573044725,0.14532942464996701,0.18031265379514499]
[95466,14328,"PG&E","Pacific Gas & Electric Co","CA","Bundled","Investor Owned",0.186574573044725,0.14532942464996701,0.18031265379514499]
[95468,14328,"PG&E","Pacific Gas & Electric Co","CA","Bundled","Investor Owned",0.186574573044725,0.14532942464996701,0.18031265379514499]
[93286,14328,"PG&E","Pacific Gas & Electric Co","CA","Bundled","Investor Owned",0.186574573044725,0.14532942464996701,0.18031265379514499]
[93282,14328,"PG&E","Pacific Gas & Electric Co","CA","Bundled","Investor Owned",0.186574573044725,0.14532942464996701,0.18031265379514499]
[93280,14328,"PG&E","Pacific Gas & Electric Co","CA","Bundled","Investor Owned",0.186574573044725,0.14532942464996701,0.18031265379514499]
[95431,14328,"PG&E","Pacific Gas & Electric Co","CA","Bundled","Investor Owned",0.186574573044725,0.14532942464996701,0.18031265379514499]
[95587,14328,"PG&E","Pacific Gas & Electric Co","CA","Bundled","Investor Owned",0.186574573044725,0.14532942464996701,0.18031265379514499]
[95585,14328,"PG&E","Pacific Gas & Electric Co","CA","Bundled","Investor Owned",0.186574573044725,0.14532942464996701,0.18031265379514499]
[95630,14328,"PG&E","Pacific Gas & Electric Co","CA","Bundled","Investor Owned",0.186574573044725,0.14532942464996701,0.18031265379514499]
[95632,14328,"PG&E","Pacific Gas & Electric Co","CA","Bundled","Investor Owned",0.186574573044725,0.14532942464996701,0.18031265379514499]
[95635,14328,"PG&E","Pacific Gas & Electric Co","CA","Bundled","Investor Owned",0.186574573044725,0.14532942464996701,0.18031265379514499]
[95636,14328,"PG&E","Pacific Gas & Electric Co","CA","Bundled","Investor Owned",0.186574573044725,0.14532942464996701,0.18031265379514499]
[95637,14328,"PG&E","Pacific Gas & Electric Co","CA","Bundled","Investor Owned",0.186574573044725,0.14532942464996701,0.18031265379514499]
[95638,14328,"PG&E","Pacific Gas & Electric Co","CA","Bundled","Investor Owned",0.186574573044725,0.14532942464996701,0.18031265379514499]
[95639,14328,"PG&E","Pacific Gas & Electric Co","CA","Bundled","Investor Owned",0.186574573044725,0.14532942464996701,0.18031265379514499]
[93673,14328,"PG&E","Pacific Gas & Electric Co","CA","Bundled","Investor Owned",0.186574573044725,0.14532942464996701,0.18031265379514499]
[94028,14328,"PG&E","Pacific Gas & Electric Co","CA","Bundled","Investor Owned",0.186574573044725,0.14532942464996701,0.18031265379514499]
[94022,14328,"PG&E","Pacific Gas & Electric Co","CA","Bundled","Investor Owned",0.186574573044725,0.14532942464996701,0.18031265379514499]
[94023,14328,"PG&E","Pacific Gas & Electric Co","CA","Bundled","Investor Owned",0.186574573044725,0.14532942464996701,0.18031265379514499]
[94020,14328,"PG&E","Pacific Gas & Electric Co","CA","Bundled","Investor Owned",0.186574573044725,0.14532942464996701,0.18031265379514499]
[94021,14328,"PG&E","Pacific Gas & Electric Co","CA","Bundled","Investor Owned",0.186574573044725,0.14532942464996701,0.18031265379514499]
[94026,14328,"PG&E","Pacific Gas & Electric Co","CA","Bundled","Investor Owned",0.186574573044725,0.14532942464996701,0.18031265379514499]
[94027,14328,"PG&E","Pacific Gas & Electric Co","CA","Bundled","Investor Owned",0.186574573044725,0.14532942464996701,0.18031265379514499]
[94024,14328,"PG&E","Pacific Gas & Electric Co","CA","Bundled","Investor Owned",0.186574573044725,0.14532942464996701,0.18031265379514499]
[94025,14328,"PG&E","Pacific Gas & Electric Co","CA","Bundled","Investor Owned",0.186574573044725,0.14532942464996701,0.18031265379514499]
[95776,14328,"PG&E","Pacific Gas & Electric Co","CA","Bundled","Investor Owned",0.186574573044725,0.14532942464996701,0.18031265379514499]
[95363,14328,"PG&E","Pacific Gas & Electric Co","CA","Bundled","Investor Owned",0.186574573044725,0.14532942464996701,0.18031265379514499]
[95360,14328,"PG&E","Pacific Gas & Electric Co","CA","Bundled","Investor Owned",0.186574573044725,0.14532942464996701,0.18031265379514499]
[95361,14328,"PG&E","Pacific Gas & Electric Co","CA","Bundled","Investor Owned",0.186574573044725,0.14532942464996701,0.18031265379514499]
[95366,14328,"PG&E","Pacific Gas & Electric Co","CA","Bundled","Investor Owned",0.186574573044725,0.14532942464996701,0.18031265379514499]
[95367,14328,"PG&E","Pacific Gas & Electric Co","CA","Bundled","Investor Owned",0.186574573044725,0.14532942464996701,0.18031265379514499]
[95364,14328,"PG&E","Pacific Gas & Electric Co","CA","Bundled","Investor Owned",0.186574573044725,0.14532942464996701,0.18031265379514499]
[95365,14328,"PG&E","Pacific Gas & Electric Co","CA","Bundled","Investor Owned",0.186574573044725,0.14532942464996701,0.18031265379514499]
[95368,14328,"PG&E","Pacific Gas & Electric Co","CA","Bundled","Investor Owned",0.186574573044725,0.14532942464996701,0.18031265379514499]
[95369,14328,"PG&E","Pacific Gas & Electric Co","CA","Bundled","Investor Owned",0.186574573044725,0.14532942464996701,0.18031265379514499]
[95986,14328,"PG&E","Pacific Gas & Electric Co","CA","Bundled","Investor Owned",0.186574573044725,0.14532942464996701,0.18031265379514499]
[95987,14328,"PG&E","Pacific Gas & Electric Co","CA","Bundled","Investor Owned",0.186574573044725,0.14532942464996701,0.18031265379514499]
[95984,14328,"PG&E","Pacific Gas & Electric Co","CA","Bundled","Investor Owned",0.186574573044725,0.14532942464996701,0.18031265379514499]
[95982,14328,"PG&E","Pacific Gas & Electric Co","CA","Bundled","Investor Owned",0.186574573044725,0.14532942464996701,0.18031265379514499]
[95983,14328,"PG&E","Pacific Gas & Electric Co","CA","Bundled","Investor Owned",0.186574573044725,0.14532942464996701,0.18031265379514499]
[95980,14328,"PG&E","Pacific Gas & Electric Co","CA","Bundled","Investor Owned",0.186574573044725,0.14532942464996701,0.18031265379514499]
[95981,14328,"PG&E","Pacific Gas & Electric Co","CA","Bundled","Investor Owned",0.186574573044725,0.14532942464996701,0.18031265379514499]
[95988,14328,"PG&E","Pacific Gas & Electric Co","CA","Bundled","Investor Owned",0.186574573044725,0.14532942464996701,0.18031265379514499]
[93206,14328,"PG&E","Pacific Gas & Electric Co","CA","Bundled","Investor Owned",0.186574573044725,0.14532942464996701,0.18031265379514499]
[93204,14328,"PG&E","Pacific Gas & Electric Co","CA","Bundled","Investor Owned",0.186574573044725,0.14532942464996701,0.18031265379514499]
[93201,14328,"PG&E","Pacific Gas & Electric Co","CA","Bundled","Investor Owned",0.186574573044725,0.14532942464996701,0.18031265379514499]
[94615,14328,"PG&E","Pacific Gas & Electric Co","CA","Bundled","Investor Owned",0.186574573044725,0.14532942464996701,0.18031265379514499]
[94617,14328,"PG&E","Pacific Gas & Electric Co","CA","Bundled","Investor Owned",0.186574573044725,0.14532942464996701,0.18031265379514499]
[94611,14328,"PG&E","Pacific Gas & Electric Co","CA","Bundled","Investor Owned",0.186574573044725,0.14532942464996701,0.18031265379514499]
[94610,14328,"PG&E","Pacific Gas & Electric Co","CA","Bundled","Investor Owned",0.186574573044725,0.14532942464996701,0.18031265379514499]
[94619,14328,"PG&E","Pacific Gas & Electric Co","CA","Bundled","Investor Owned",0.186574573044725,0.14532942464996701,0.18031265379514499]
[94516,14328,"PG&E","Pacific Gas & Electric Co","CA","Bundled","Investor Owned",0.186574573044725,0.14532942464996701,0.18031265379514499]
[93203,14328,"PG&E","Pacific Gas & Electric Co","CA","Bundled","Investor Owned",0.186574573044725,0.14532942464996701,0.18031265379514499]
[93561,14328,"PG&E","Pacific Gas & Electric Co","CA","Bundled","Investor Owned",0.186574573044725,0.14532942464996701,0.18031265379514499]
[95502,14328,"PG&E","Pacific Gas & Electric Co","CA","Bundled","Investor Owned",0.186574573044725,0.14532942464996701,0.18031265379514499]
[95503,14328,"PG&E","Pacific Gas & Electric Co","CA","Bundled","Investor Owned",0.186574573044725,0.14532942464996701,0.18031265379514499]
[95501,14328,"PG&E","Pacific Gas & Electric Co","CA","Bundled","Investor Owned",0.186574573044725,0.14532942464996701,0.18031265379514499]
[95151,14328,"PG&E","Pacific Gas & Electric Co","CA","Bundled","Investor Owned",0.186574573044725,0.14532942464996701,0.18031265379514499]
[95150,14328,"PG&E","Pacific Gas & Electric Co","CA","Bundled","Investor Owned",0.186574573044725,0.14532942464996701,0.18031265379514499]
[95153,14328,"PG&E","Pacific Gas & Electric Co","CA","Bundled","Investor Owned",0.186574573044725,0.14532942464996701,0.18031265379514499]
[96068,14328,"PG&E","Pacific Gas & Electric Co","CA","Bundled","Investor Owned",0.186574573044725,0.14532942464996701,0.18031265379514499]
[96069,14328,"PG&E","Pacific Gas & Electric Co","CA","Bundled","Investor Owned",0.186574573044725,0.14532942464996701,0.18031265379514499]
[96065,14328,"PG&E","Pacific Gas & Electric Co","CA","Bundled","Investor Owned",0.186574573044725,0.14532942464996701,0.18031265379514499]
[96061,14328,"PG&E","Pacific Gas & Electric Co","CA","Bundled","Investor Owned",0.186574573044725,0.14532942464996701,0.18031265379514499]
[96062,14328,"PG&E","Pacific Gas & Electric Co","CA","Bundled","Investor Owned",0.186574573044725,0.14532942464996701,0.18031265379514499]
[96063,14328,"PG&E","Pacific Gas & Electric Co","CA","Bundled","Investor Owned",0.186574573044725,0.14532942464996701,0.18031265379514499]
[94614,14328,"PG&E","Pacific Gas & Electric Co","CA","Bundled","Investor Owned",0.186574573044725,0.14532942464996701,0.18031265379514499]
[94612,14328,"PG&E","Pacific Gas & Electric Co","CA","Bundled","Investor Owned",0.186574573044725,0.14532942464996701,0.18031265379514499]
[94618,14328,"PG&E","Pacific Gas & Electric Co","CA","Bundled","Investor Owned",0.186574573044725,0.14532942464996701,0.18031265379514499]
[94807,14328,"PG&E","Pacific Gas & Electric Co","CA","Bundled","Investor Owned",0.186574573044725,0.14532942464996701,0.18031265379514499]
[93737,14328,"PG&E","Pacific Gas & Electric Co","CA","Bundled","Investor Owned",0.186574573044725,0.14532942464996701,0.18031265379514499]
[93730,14328,"PG&E","Pacific Gas & Electric Co","CA","Bundled","Investor Owned",0.186574573044725,0.14532942464996701,0.18031265379514499]
[94926,14328,"PG&E","Pacific Gas & Electric Co","CA","Bundled","Investor Owned",0.186574573044725,0.14532942464996701,0.18031265379514499]
[94925,14328,"PG&E","Pacific Gas & Electric Co","CA","Bundled","Investor Owned",0.186574573044725,0.14532942464996701,0.18031265379514499]
[95903,14328,"PG&E","Pacific Gas & Electric Co","CA","Bundled","Investor Owned",0.186574573044725,0.14532942464996701,0.18031265379514499]
[95901,14328,"PG&E","Pacific Gas & Electric Co","CA","Bundled","Investor Owned",0.186574573044725,0.14532942464996701,0.18031265379514499]
[95128,14328,"PG&E","Pacific Gas & Electric Co","CA","Bundled","Investor Owned",0.186574573044725,0.14532942464996701,0.18031265379514499]
[95124,14328,"PG&E","Pacific Gas & Electric Co","CA","Bundled","Investor Owned",0.186574573044725,0.14532942464996701,0.18031265379514499]
[95125,14328,"PG&E","Pacific Gas & Electric Co","CA","Bundled","Investor Owned",0.186574573044725,0.14532942464996701,0.18031265379514499]
[95126,14328,"PG&E","Pacific Gas & Electric Co","CA","Bundled","Investor Owned",0.186574573044725,0.14532942464996701,0.18031265379514499]
[95120,14328,"PG&E","Pacific Gas & Electric Co","CA","Bundled","Investor Owned",0.186574573044725,0.14532942464996701,0.18031265379514499]
[95122,14328,"PG&E","Pacific Gas & Electric Co","CA","Bundled","Investor Owned",0.186574573044725,0.14532942464996701,0.18031265379514499]
[96013,14328,"PG&E","Pacific Gas & Electric Co","CA","Bundled","Investor Owned",0.186574573044725,0.14532942464996701,0.18031265379514499]
[94535,14328,"PG&E","Pacific Gas & Electric Co","CA","Bundled","Investor Owned",0.186574573044725,0.14532942464996701,0.18031265379514499]
[94531,14328,"PG&E","Pacific Gas & Electric Co","CA","Bundled","Investor Owned",0.186574573044725,0.14532942464996701,0.18031265379514499]
[94590,14328,"PG&E","Pacific Gas & Electric Co","CA","Bundled","Investor Owned",0.186574573044725,0.14532942464996701,0.18031265379514499]
[95735,14328,"PG&E","Pacific Gas & Electric Co","CA","Bundled","Investor Owned",0.186574573044725,0.14532942464996701,0.18031265379514499]
[95736,14328,"PG&E","Pacific Gas & Electric Co","CA","Bundled","Investor Owned",0.186574573044725,0.14532942464996701,0.18031265379514499]
[95008,14328,"PG&E","Pacific Gas & Electric Co","CA","Bundled","Investor Owned",0.186574573044725,0.14532942464996701,0.18031265379514499]
[95007,14328,"PG&E","Pacific Gas & Electric Co","CA","Bundled","Investor Owned",0.186574573044725,0.14532942464996701,0.18031265379514499]
[95006,14328,"PG&E","Pacific Gas & Electric Co","CA","Bundled","Investor Owned",0.186574573044725,0.14532942464996701,0.18031265379514499]
[95005,14328,"PG&E","Pacific Gas & Electric Co","CA","Bundled","Investor Owned",0.186574573044725,0.14532942464996701,0.18031265379514499]
[95004,14328,"PG&E","Pacific Gas & Electric Co","CA","Bundled","Investor Owned",0.186574573044725,0.14532942464996701,0.18031265379514499]
[95003,14328,"PG&E","Pacific Gas & Electric Co","CA","Bundled","Investor Owned",0.186574573044725,0.14532942464996701,0.18031265379514499]
[95002,14328,"PG&E","Pacific Gas & Electric Co","CA","Bundled","Investor Owned",0.186574573044725,0.14532942464996701,0.18031265379514499]
[95001,14328,"PG&E","Pacific Gas & Electric Co","CA","Bundled","Investor Owned",0.186574573044725,0.14532942464996701,0.18031265379514499]
[93779,14328,"PG&E","Pacific Gas & Electric Co","CA","Bundled","Investor Owned",0.186574573044725,0.14532942464996701,0.18031265379514499]
[93778,14328,"PG&E","Pacific Gas & Electric Co","CA","Bundled","Investor Owned",0.186574573044725,0.14532942464996701,0.18031265379514499]
[93773,14328,"PG&E","Pacific Gas & Electric Co","CA","Bundled","Investor Owned",0.186574573044725,0.14532942464996701,0.18031265379514499]
[93772,14328,"PG&E","Pacific Gas & Electric Co","CA","Bundled","Investor Owned",0.186574573044725,0.14532942464996701,0.18031265379514499]
[94569,14328,"PG&E","Pacific Gas & Electric Co","CA","Bundled","Investor Owned",0.186574573044725,0.14532942464996701,0.18031265379514499]
[94568,14328,"PG&E","Pacific Gas & Electric Co","CA","Bundled","Investor Owned",0.186574573044725,0.14532942464996701,0.18031265379514499]
[94567,14328,"PG&E","Pacific Gas & Electric Co","CA","Bundled","Investor Owned",0.186574573044725,0.14532942464996701,0.18031265379514499]
[94566,14328,"PG&E","Pacific Gas & Electric Co","CA","Bundled","Investor Owned",0.186574573044725,0.14532942464996701,0.18031265379514499]
[94565,14328,"PG&E","Pacific Gas & Electric Co","CA","Bundled","Investor Owned",0.186574573044725,0.14532942464996701,0.18031265379514499]
[94564,14328,"PG&E","Pacific Gas & Electric Co","CA","Bundled","Investor Owned",0.186574573044725,0.14532942464996701,0.18031265379514499]
[94563,14328,"PG&E","Pacific Gas & Electric Co","CA","Bundled","Investor Owned",0.186574573044725,0.14532942464996701,0.18031265379514499]
[94562,14328,"PG&E","Pacific Gas & Electric Co","CA","Bundled","Investor Owned",0.186574573044725,0.14532942464996701,0.18031265379514499]
[94561,14328,"PG&E","Pacific Gas & Electric Co","CA","Bundled","Investor Owned",0.186574573044725,0.14532942464996701,0.18031265379514499]
[94560,14328,"PG&E","Pacific Gas & Electric Co","CA","Bundled","Investor Owned",0.186574573044725,0.14532942464996701,0.18031265379514499]
[95219,14328,"PG&E","Pacific Gas & Electric Co","CA","Bundled","Investor Owned",0.186574573044725,0.14532942464996701,0.18031265379514499]
[95212,14328,"PG&E","Pacific Gas & Electric Co","CA","Bundled","Investor Owned",0.186574573044725,0.14532942464996701,0.18031265379514499]
[95213,14328,"PG&E","Pacific Gas & Electric Co","CA","Bundled","Investor Owned",0.186574573044725,0.14532942464996701,0.18031265379514499]
[95210,14328,"PG&E","Pacific Gas & Electric Co","CA","Bundled","Investor Owned",0.186574573044725,0.14532942464996701,0.18031265379514499]
[95211,14328,"PG&E","Pacific Gas & Electric Co","CA","Bundled","Investor Owned",0.186574573044725,0.14532942464996701,0.18031265379514499]
[95435,14328,"PG&E","Pacific Gas & Electric Co","CA","Bundled","Investor Owned",0.186574573044725,0.14532942464996701,0.18031265379514499]
[93117,14328,"PG&E","Pacific Gas & Electric Co","CA","Bundled","Investor Owned",0.186574573044725,0.14532942464996701,0.18031265379514499]
[95430,14328,"PG&E","Pacific Gas & Electric Co","CA","Bundled","Investor Owned",0.186574573044725,0.14532942464996701,0.18031265379514499]
[95633,14328,"PG&E","Pacific Gas & Electric Co","CA","Bundled","Investor Owned",0.186574573044725,0.14532942464996701,0.18031265379514499]
[95634,14328,"PG&E","Pacific Gas & Electric Co","CA","Bundled","Investor Owned",0.186574573044725,0.14532942464996701,0.18031265379514499]
[95018,14328,"PG&E","Pacific Gas & Electric Co","CA","Bundled","Investor Owned",0.186574573044725,0.14532942464996701,0.18031265379514499]
[95019,14328,"PG&E","Pacific Gas & Electric Co","CA","Bundled","Investor Owned",0.186574573044725,0.14532942464996701,0.18031265379514499]
[95014,14328,"PG&E","Pacific Gas & Electric Co","CA","Bundled","Investor Owned",0.186574573044725,0.14532942464996701,0.18031265379514499]
[95015,14328,"PG&E","Pacific Gas & Electric Co","CA","Bundled","Investor Owned",0.186574573044725,0.14532942464996701,0.18031265379514499]
[95173,14328,"PG&E","Pacific Gas & Electric Co","CA","Bundled","Investor Owned",0.186574573044725,0.14532942464996701,0.18031265379514499]
[95172,14328,"PG&E","Pacific Gas & Electric Co","CA","Bundled","Investor Owned",0.186574573044725,0.14532942464996701,0.18031265379514499]
[96107,14328,"PG&E","Pacific Gas & Electric Co","CA","Bundled","Investor Owned",0.186574573044725,0.14532942464996701,0.18031265379514499]
[95439,14328,"PG&E","Pacific Gas & Electric Co","CA","Bundled","Investor Owned",0.186574573044725,0.14532942464996701,0.18031265379514499]
[95436,14328,"PG&E","Pacific Gas & Electric Co","CA","Bundled","Investor Owned",0.186574573044725,0.14532942464996701,0.18031265379514499]
[95437,14328,"PG&E","Pacific Gas & Electric Co","CA","Bundled","Investor Owned",0.186574573044725,0.14532942464996701,0.18031265379514499]
[95432,14328,"PG&E","Pacific Gas & Electric Co","CA","Bundled","Investor Owned",0.186574573044725,0.14532942464996701,0.18031265379514499]
[95391,14328,"PG&E","Pacific Gas & Electric Co","CA","Bundled","Investor Owned",0.186574573044725,0.14532942464996701,0.18031265379514499]
[95627,14328,"PG&E","Pacific Gas & Electric Co","CA","Bundled","Investor Owned",0.186574573044725,0.14532942464996701,0.18031265379514499]
[95626,14328,"PG&E","Pacific Gas & Electric Co","CA","Bundled","Investor Owned",0.186574573044725,0.14532942464996701,0.18031265379514499]
[95625,14328,"PG&E","Pacific Gas & Electric Co","CA","Bundled","Investor Owned",0.186574573044725,0.14532942464996701,0.18031265379514499]
[95623,14328,"PG&E","Pacific Gas & Electric Co","CA","Bundled","Investor Owned",0.186574573044725,0.14532942464996701,0.18031265379514499]
[94938,14328,"PG&E","Pacific Gas & Electric Co","CA","Bundled","Investor Owned",0.186574573044725,0.14532942464996701,0.18031265379514499]
[94939,14328,"PG&E","Pacific Gas & Electric Co","CA","Bundled","Investor Owned",0.186574573044725,0.14532942464996701,0.18031265379514499]
[94930,14328,"PG&E","Pacific Gas & Electric Co","CA","Bundled","Investor Owned",0.186574573044725,0.14532942464996701,0.18031265379514499]
[94931,14328,"PG&E","Pacific Gas & Electric Co","CA","Bundled","Investor Owned",0.186574573044725,0.14532942464996701,0.18031265379514499]
[94933,14328,"PG&E","Pacific Gas & Electric Co","CA","Bundled","Investor Owned",0.186574573044725,0.14532942464996701,0.18031265379514499]
[94937,14328,"PG&E","Pacific Gas & Electric Co","CA","Bundled","Investor Owned",0.186574573044725,0.14532942464996701,0.18031265379514499]
[95601,14328,"PG&E","Pacific Gas & Electric Co","CA","Bundled","Investor Owned",0.186574573044725,0.14532942464996701,0.18031265379514499]
[95603,14328,"PG&E","Pacific Gas & Electric Co","CA","Bundled","Investor Owned",0.186574573044725,0.14532942464996701,0.18031265379514499]
[95602,14328,"PG&E","Pacific Gas & Electric Co","CA","Bundled","Investor Owned",0.186574573044725,0.14532942464996701,0.18031265379514499]
[95605,14328,"PG&E","Pacific Gas & Electric Co","CA","Bundled","Investor Owned",0.186574573044725,0.14532942464996701,0.18031265379514499]
[95607,14328,"PG&E","Pacific Gas & Electric Co","CA","Bundled","Investor Owned",0.186574573044725,0.14532942464996701,0.18031265379514499]
[95606,14328,"PG&E","Pacific Gas & Electric Co","CA","Bundled","Investor Owned",0.186574573044725,0.14532942464996701,0.18031265379514499]
[93609,14328,"PG&E","Pacific Gas & Electric Co","CA","Bundled","Investor Owned",0.186574573044725,0.14532942464996701,0.18031265379514499]
[93608,14328,"PG&E","Pacific Gas & Electric Co","CA","Bundled","Investor Owned",0.186574573044725,0.14532942464996701,0.18031265379514499]
[93603,14328,"PG&E","Pacific Gas & Electric Co","CA","Bundled","Investor Owned",0.186574573044725,0.14532942464996701,0.18031265379514499]
[93607,14328,"PG&E","Pacific Gas & Electric Co","CA","Bundled","Investor Owned",0.186574573044725,0.14532942464996701,0.18031265379514499]
[93604,14328,"PG&E","Pacific Gas & Electric Co","CA","Bundled","Investor Owned",0.186574573044725,0.14532942464996701,0.18031265379514499]
[93662,14328,"PG&E","Pacific Gas & Electric Co","CA","Bundled","Investor Owned",0.186574573044725,0.14532942464996701,0.18031265379514499]
[93665,14328,"PG&E","Pacific Gas & Electric Co","CA","Bundled","Investor Owned",0.186574573044725,0.14532942464996701,0.18031265379514499]
[93664,14328,"PG&E","Pacific Gas & Electric Co","CA","Bundled","Investor Owned",0.186574573044725,0.14532942464996701,0.18031265379514499]
[94613,14328,"PG&E","Pacific Gas & Electric Co","CA","Bundled","Investor Owned",0.186574573044725,0.14532942464996701,0.18031265379514499]
[95832,14328,"PG&E","Pacific Gas & Electric Co","CA","Bundled","Investor Owned",0.186574573044725,0.14532942464996701,0.18031265379514499]
[95833,14328,"PG&E","Pacific Gas & Electric Co","CA","Bundled","Investor Owned",0.186574573044725,0.14532942464996701,0.18031265379514499]
[95831,14328,"PG&E","Pacific Gas & Electric Co","CA","Bundled","Investor Owned",0.186574573044725,0.14532942464996701,0.18031265379514499]
[95836,14328,"PG&E","Pacific Gas & Electric Co","CA","Bundled","Investor Owned",0.186574573044725,0.14532942464996701,0.18031265379514499]
[95837,14328,"PG&E","Pacific Gas & Electric Co","CA","Bundled","Investor Owned",0.186574573044725,0.14532942464996701,0.18031265379514499]
[95834,14328,"PG&E","Pacific Gas & Electric Co","CA","Bundled","Investor Owned",0.186574573044725,0.14532942464996701,0.18031265379514499]
[93888,14328,"PG&E","Pacific Gas & Electric Co","CA","Bundled","Investor Owned",0.186574573044725,0.14532942464996701,0.18031265379514499]
[95458,14328,"PG&E","Pacific Gas & Electric Co","CA","Bundled","Investor Owned",0.186574573044725,0.14532942464996701,0.18031265379514499]
[93412,14328,"PG&E","Pacific Gas & Electric Co","CA","Bundled","Investor Owned",0.186574573044725,0.14532942464996701,0.18031265379514499]
[93410,14328,"PG&E","Pacific Gas & Electric Co","CA","Bundled","Investor Owned",0.186574573044725,0.14532942464996701,0.18031265379514499]
[95318,14328,"PG&E","Pacific Gas & Electric Co","CA","Bundled","Investor Owned",0.186574573044725,0.14532942464996701,0.18031265379514499]
[95313,14328,"PG&E","Pacific Gas & Electric Co","CA","Bundled","Investor Owned",0.186574573044725,0.14532942464996701,0.18031265379514499]
[95311,14328,"PG&E","Pacific Gas & Electric Co","CA","Bundled","Investor Owned",0.186574573044725,0.14532942464996701,0.18031265379514499]
[95310,14328,"PG&E","Pacific Gas & Electric Co","CA","Bundled","Investor Owned",0.186574573044725,0.14532942464996701,0.18031265379514499]
[95317,14328,"PG&E","Pacific Gas & Electric Co","CA","Bundled","Investor Owned",0.186574573044725,0.14532942464996701,0.18031265379514499]
[95316,14328,"PG&E","Pacific Gas & Electric Co","CA","Bundled","Investor Owned",0.186574573044725,0.14532942464996701,0.18031265379514499]
[93254,14328,"PG&E","Pacific Gas & Electric Co","CA","Bundled","Investor Owned",0.186574573044725,0.14532942464996701,0.18031265379514499]
[93256,14328,"PG&E","Pacific Gas & Electric Co","CA","Bundled","Investor Owned",0.186574573044725,0.14532942464996701,0.18031265379514499]
[93250,14328,"PG&E","Pacific Gas & Electric Co","CA","Bundled","Investor Owned",0.186574573044725,0.14532942464996701,0.18031265379514499]
[93251,14328,"PG&E","Pacific Gas & Electric Co","CA","Bundled","Investor Owned",0.186574573044725,0.14532942464996701,0.18031265379514499]
[93252,14328,"PG&E","Pacific Gas & Electric Co","CA","Bundled","Investor Owned",0.186574573044725,0.14532942464996701,0.18031265379514499]
[96150,14328,"PG&E","Pacific Gas & Electric Co","CA","Bundled","Investor Owned",0.186574573044725,0.14532942464996701,0.18031265379514499]
[96155,14328,"PG&E","Pacific Gas & Electric Co","CA","Bundled","Investor Owned",0.186574573044725,0.14532942464996701,0.18031265379514499]
[93926,14328,"PG&E","Pacific Gas & Electric Co","CA","Bundled","Investor Owned",0.186574573044725,0.14532942464996701,0.18031265379514499]
[93927,14328,"PG&E","Pacific Gas & Electric Co","CA","Bundled","Investor Owned",0.186574573044725,0.14532942464996701,0.18031265379514499]
[93924,14328,"PG&E","Pacific Gas & Electric Co","CA","Bundled","Investor Owned",0.186574573044725,0.14532942464996701,0.18031265379514499]
[93925,14328,"PG&E","Pacific Gas & Electric Co","CA","Bundled","Investor Owned",0.186574573044725,0.14532942464996701,0.18031265379514499]
[93922,14328,"PG&E","Pacific Gas & Electric Co","CA","Bundled","Investor Owned",0.186574573044725,0.14532942464996701,0.18031265379514499]
[93923,14328,"PG&E","Pacific Gas & Electric Co","CA","Bundled","Investor Owned",0.186574573044725,0.14532942464996701,0.18031265379514499]
[93920,14328,"PG&E","Pacific Gas & Electric Co","CA","Bundled","Investor Owned",0.186574573044725,0.14532942464996701,0.18031265379514499]
[93921,14328,"PG&E","Pacific Gas & Electric Co","CA","Bundled","Investor Owned",0.186574573044725,0.14532942464996701,0.18031265379514499]
[93928,14328,"PG&E","Pacific Gas & Electric Co","CA","Bundled","Investor Owned",0.186574573044725,0.14532942464996701,0.18031265379514499]
[95334,14328,"PG&E","Pacific Gas & Electric Co","CA","Bundled","Investor Owned",0.186574573044725,0.14532942464996701,0.18031265379514499]
[95336,14328,"PG&E","Pacific Gas & Electric Co","CA","Bundled","Investor Owned",0.186574573044725,0.14532942464996701,0.18031265379514499]
[95330,14328,"PG&E","Pacific Gas & Electric Co","CA","Bundled","Investor Owned",0.186574573044725,0.14532942464996701,0.18031265379514499]
[95573,14328,"PG&E","Pacific Gas & Electric Co","CA","Bundled","Investor Owned",0.186574573044725,0.14532942464996701,0.18031265379514499]
[95571,14328,"PG&E","Pacific Gas & Electric Co","CA","Bundled","Investor Owned",0.186574573044725,0.14532942464996701,0.18031265379514499]
[95570,14328,"PG&E","Pacific Gas & Electric Co","CA","Bundled","Investor Owned",0.186574573044725,0.14532942464996701,0.18031265379514499]
[95681,14328,"PG&E","Pacific Gas & Electric Co","CA","Bundled","Investor Owned",0.186574573044725,0.14532942464996701,0.18031265379514499]
[95685,14328,"PG&E","Pacific Gas & Electric Co","CA","Bundled","Investor Owned",0.186574573044725,0.14532942464996701,0.18031265379514499]
[95684,14328,"PG&E","Pacific Gas & Electric Co","CA","Bundled","Investor Owned",0.186574573044725,0.14532942464996701,0.18031265379514499]
[95687,14328,"PG&E","Pacific Gas & Electric Co","CA","Bundled","Investor Owned",0.186574573044725,0.14532942464996701,0.18031265379514499]
[95686,14328,"PG&E","Pacific Gas & Electric Co","CA","Bundled","Investor Owned",0.186574573044725,0.14532942464996701,0.18031265379514499]
[95689,14328,"PG&E","Pacific Gas & Electric Co","CA","Bundled","Investor Owned",0.186574573044725,0.14532942464996701,0.18031265379514499]
[95688,14328,"PG&E","Pacific Gas & Electric Co","CA","Bundled","Investor Owned",0.186574573044725,0.14532942464996701,0.18031265379514499]
[93276,14328,"PG&E","Pacific Gas & Electric Co","CA","Bundled","Investor Owned",0.186574573044725,0.14532942464996701,0.18031265379514499]
[93272,14328,"PG&E","Pacific Gas & Electric Co","CA","Bundled","Investor Owned",0.186574573044725,0.14532942464996701,0.18031265379514499]
[96055,14328,"PG&E","Pacific Gas & Electric Co","CA","Bundled","Investor Owned",0.186574573044725,0.14532942464996701,0.18031265379514499]
[96054,14328,"PG&E","Pacific Gas & Electric Co","CA","Bundled","Investor Owned",0.186574573044725,0.14532942464996701,0.18031265379514499]
[96056,14328,"PG&E","Pacific Gas & Electric Co","CA","Bundled","Investor Owned",0.186574573044725,0.14532942464996701,0.18031265379514499]
[96051,14328,"PG&E","Pacific Gas & Electric Co","CA","Bundled","Investor Owned",0.186574573044725,0.14532942464996701,0.18031265379514499]
[96052,14328,"PG&E","Pacific Gas & Electric Co","CA","Bundled","Investor Owned",0.186574573044725,0.14532942464996701,0.18031265379514499]
[96059,14328,"PG&E","Pacific Gas & Electric Co","CA","Bundled","Investor Owned",0.186574573044725,0.14532942464996701,0.18031265379514499]
[96058,14328,"PG&E","Pacific Gas & Electric Co","CA","Bundled","Investor Owned",0.186574573044725,0.14532942464996701,0.18031265379514499]
[94039,14328,"PG&E","Pacific Gas & Electric Co","CA","Bundled","Investor Owned",0.186574573044725,0.14532942464996701,0.18031265379514499]
[95722,14328,"PG&E","Pacific Gas & Electric Co","CA","Bundled","Investor Owned",0.186574573044725,0.14532942464996701,0.18031265379514499]
[95720,14328,"PG&E","Pacific Gas & Electric Co","CA","Bundled","Investor Owned",0.186574573044725,0.14532942464996701,0.18031265379514499]
[95721,14328,"PG&E","Pacific Gas & Electric Co","CA","Bundled","Investor Owned",0.186574573044725,0.14532942464996701,0.18031265379514499]
[95726,14328,"PG&E","Pacific Gas & Electric Co","CA","Bundled","Investor Owned",0.186574573044725,0.14532942464996701,0.18031265379514499]
[93764,14328,"PG&E","Pacific Gas & Electric Co","CA","Bundled","Investor Owned",0.186574573044725,0.14532942464996701,0.18031265379514499]
[93765,14328,"PG&E","Pacific Gas & Electric Co","CA","Bundled","Investor Owned",0.186574573044725,0.14532942464996701,0.18031265379514499]
[93760,14328,"PG&E","Pacific Gas & Electric Co","CA","Bundled","Investor Owned",0.186574573044725,0.14532942464996701,0.18031265379514499]
[93761,14328,"PG&E","Pacific Gas & Electric Co","CA","Bundled","Investor Owned",0.186574573044725,0.14532942464996701,0.18031265379514499]
[95322,14328,"PG&E","Pacific Gas & Electric Co","CA","Bundled","Investor Owned",0.186574573044725,0.14532942464996701,0.18031265379514499]
[95323,14328,"PG&E","Pacific Gas & Electric Co","CA","Bundled","Investor Owned",0.186574573044725,0.14532942464996701,0.18031265379514499]
[95320,14328,"PG&E","Pacific Gas & Electric Co","CA","Bundled","Investor Owned",0.186574573044725,0.14532942464996701,0.18031265379514499]
[95204,14328,"PG&E","Pacific Gas & Electric Co","CA","Bundled","Investor Owned",0.186574573044725,0.14532942464996701,0.18031265379514499]
[94649,14328,"PG&E","Pacific Gas & Electric Co","CA","Bundled","Investor Owned",0.186574573044725,0.14532942464996701,0.18031265379514499]
[95115,14328,"PG&E","Pacific Gas & Electric Co","CA","Bundled","Investor Owned",0.186574573044725,0.14532942464996701,0.18031265379514499]
[95117,14328,"PG&E","Pacific Gas & Electric Co","CA","Bundled","Investor Owned",0.186574573044725,0.14532942464996701,0.18031265379514499]
[95116,14328,"PG&E","Pacific Gas & Electric Co","CA","Bundled","Investor Owned",0.186574573044725,0.14532942464996701,0.18031265379514499]
[95111,14328,"PG&E","Pacific Gas & Electric Co","CA","Bundled","Investor Owned",0.186574573044725,0.14532942464996701,0.18031265379514499]
[95110,14328,"PG&E","Pacific Gas & Electric Co","CA","Bundled","Investor Owned",0.186574573044725,0.14532942464996701,0.18031265379514499]
[95113,14328,"PG&E","Pacific Gas & Electric Co","CA","Bundled","Investor Owned",0.186574573044725,0.14532942464996701,0.18031265379514499]
[95112,14328,"PG&E","Pacific Gas & Electric Co","CA","Bundled","Investor Owned",0.186574573044725,0.14532942464996701,0.18031265379514499]
[95119,14328,"PG&E","Pacific Gas & Electric Co","CA","Bundled","Investor Owned",0.186574573044725,0.14532942464996701,0.18031265379514499]
[95118,14328,"PG&E","Pacific Gas & Electric Co","CA","Bundled","Investor Owned",0.186574573044725,0.14532942464996701,0.18031265379514499]
[93514,14328,"PG&E","Pacific Gas & Electric Co","CA","Bundled","Investor Owned",0.186574573044725,0.14532942464996701,0.18031265379514499]
[93513,14328,"PG&E","Pacific Gas & Electric Co","CA","Bundled","Investor Owned",0.186574573044725,0.14532942464996701,0.18031265379514499]
[93518,14328,"PG&E","Pacific Gas & Electric Co","CA","Bundled","Investor Owned",0.186574573044725,0.14532942464996701,0.18031265379514499]
[95228,14328,"PG&E","Pacific Gas & Electric Co","CA","Bundled","Investor Owned",0.186574573044725,0.14532942464996701,0.18031265379514499]
[95220,14328,"PG&E","Pacific Gas & Electric Co","CA","Bundled","Investor Owned",0.186574573044725,0.14532942464996701,0.18031265379514499]
[95054,14328,"PG&E","Pacific Gas & Electric Co","CA","Bundled","Investor Owned",0.186574573044725,0.14532942464996701,0.18031265379514499]
[95050,14328,"PG&E","Pacific Gas & Electric Co","CA","Bundled","Investor Owned",0.186574573044725,0.14532942464996701,0.18031265379514499]
[95051,14328,"PG&E","Pacific Gas & Electric Co","CA","Bundled","Investor Owned",0.186574573044725,0.14532942464996701,0.18031265379514499]
[95296,14328,"PG&E","Pacific Gas & Electric Co","CA","Bundled","Investor Owned",0.186574573044725,0.14532942464996701,0.18031265379514499]
[95297,14328,"PG&E","Pacific Gas & Electric Co","CA","Bundled","Investor Owned",0.186574573044725,0.14532942464996701,0.18031265379514499]
[93306,14328,"PG&E","Pacific Gas & Electric Co","CA","Bundled","Investor Owned",0.186574573044725,0.14532942464996701,0.18031265379514499]
[93307,14328,"PG&E","Pacific Gas & Electric Co","CA","Bundled","Investor Owned",0.186574573044725,0.14532942464996701,0.18031265379514499]
[93304,14328,"PG&E","Pacific Gas & Electric Co","CA","Bundled","Investor Owned",0.186574573044725,0.14532942464996701,0.18031265379514499]
[93305,14328,"PG&E","Pacific Gas & Electric Co","CA","Bundled","Investor Owned",0.186574573044725,0.14532942464996701,0.18031265379514499]
[93302,14328,"PG&E","Pacific Gas & Electric Co","CA","Bundled","Investor Owned",0.186574573044725,0.14532942464996701,0.18031265379514499]
[93301,14328,"PG&E","Pacific Gas & Electric Co","CA","Bundled","Investor Owned",0.186574573044725,0.14532942464996701,0.18031265379514499]
[93308,14328,"PG&E","Pacific Gas & Electric Co","CA","Bundled","Investor Owned",0.186574573044725,0.14532942464996701,0.18031265379514499]
[93309,14328,"PG&E","Pacific Gas & Electric Co","CA","Bundled","Investor Owned",0.186574573044725,0.14532942464996701,0.18031265379514499]
[94534,14328,"PG&E","Pacific Gas & Electric Co","CA","Bundled","Investor Owned",0.186574573044725,0.14532942464996701,0.18031265379514499]
[94536,14328,"PG&E","Pacific Gas & Electric Co","CA","Bundled","Investor Owned",0.186574573044725,0.14532942464996701,0.18031265379514499]
[94537,14328,"PG&E","Pacific Gas & Electric Co","CA","Bundled","Investor Owned",0.186574573044725,0.14532942464996701,0.18031265379514499]
[94530,14328,"PG&E","Pacific Gas & Electric Co","CA","Bundled","Investor Owned",0.186574573044725,0.14532942464996701,0.18031265379514499]
[94533,14328,"PG&E","Pacific Gas & Electric Co","CA","Bundled","Investor Owned",0.186574573044725,0.14532942464996701,0.18031265379514499]
[94538,14328,"PG&E","Pacific Gas & Electric Co","CA","Bundled","Investor Owned",0.186574573044725,0.14532942464996701,0.18031265379514499]
[94539,14328,"PG&E","Pacific Gas & Electric Co","CA","Bundled","Investor Owned",0.186574573044725,0.14532942464996701,0.18031265379514499]
[94904,14328,"PG&E","Pacific Gas & Electric Co","CA","Bundled","Investor Owned",0.186574573044725,0.14532942464996701,0.18031265379514499]
[93786,14328,"PG&E","Pacific Gas & Electric Co","CA","Bundled","Investor Owned",0.186574573044725,0.14532942464996701,0.18031265379514499]
[94927,14328,"PG&E","Pacific Gas & Electric Co","CA","Bundled","Investor Owned",0.186574573044725,0.14532942464996701,0.18031265379514499]
[93434,14328,"PG&E","Pacific Gas & Electric Co","CA","Bundled","Investor Owned",0.186574573044725,0.14532942464996701,0.18031265379514499]
[93437,14328,"PG&E","Pacific Gas & Electric Co","CA","Bundled","Investor Owned",0.186574573044725,0.14532942464996701,0.18031265379514499]
[95979,14328,"PG&E","Pacific Gas & Electric Co","CA","Bundled","Investor Owned",0.186574573044725,0.14532942464996701,0.18031265379514499]
[95978,14328,"PG&E","Pacific Gas & Electric Co","CA","Bundled","Investor Owned",0.186574573044725,0.14532942464996701,0.18031265379514499]
[95977,14328,"PG&E","Pacific Gas & Electric Co","CA","Bundled","Investor Owned",0.186574573044725,0.14532942464996701,0.18031265379514499]
[95976,14328,"PG&E","Pacific Gas & Electric Co","CA","Bundled","Investor Owned",0.186574573044725,0.14532942464996701,0.18031265379514499]
[95975,14328,"PG&E","Pacific Gas & Electric Co","CA","Bundled","Investor Owned",0.186574573044725,0.14532942464996701,0.18031265379514499]
[95974,14328,"PG&E","Pacific Gas & Electric Co","CA","Bundled","Investor Owned",0.186574573044725,0.14532942464996701,0.18031265379514499]
[95973,14328,"PG&E","Pacific Gas & Electric Co","CA","Bundled","Investor Owned",0.186574573044725,0.14532942464996701,0.18031265379514499]
[95972,14328,"PG&E","Pacific Gas & Electric Co","CA","Bundled","Investor Owned",0.186574573044725,0.14532942464996701,0.18031265379514499]
[95971,14328,"PG&E","Pacific Gas & Electric Co","CA","Bundled","Investor Owned",0.186574573044725,0.14532942464996701,0.18031265379514499]
[95970,14328,"PG&E","Pacific Gas & Electric Co","CA","Bundled","Investor Owned",0.186574573044725,0.14532942464996701,0.18031265379514499]
[95164,14328,"PG&E","Pacific Gas & Electric Co","CA","Bundled","Investor Owned",0.186574573044725,0.14532942464996701,0.18031265379514499]
[94124,14328,"PG&E","Pacific Gas & Electric Co","CA","Bundled","Investor Owned",0.186574573044725,0.14532942464996701,0.18031265379514499]
[94128,14328,"PG&E","Pacific Gas & Electric Co","CA","Bundled","Investor Owned",0.186574573044725,0.14532942464996701,0.18031265379514499]
[94901,14328,"PG&E","Pacific Gas & Electric Co","CA","Bundled","Investor Owned",0.186574573044725,0.14532942464996701,0.18031265379514499]
[94903,14328,"PG&E","Pacific Gas & Electric Co","CA","Bundled","Investor Owned",0.186574573044725,0.14532942464996701,0.18031265379514499]
[95656,14328,"PG&E","Pacific Gas & Electric Co","CA","Bundled","Investor Owned",0.186574573044725,0.14532942464996701,0.18031265379514499]
[95654,14328,"PG&E","Pacific Gas & Electric Co","CA","Bundled","Investor Owned",0.186574573044725,0.14532942464996701,0.18031265379514499]
[95653,14328,"PG&E","Pacific Gas & Electric Co","CA","Bundled","Investor Owned",0.186574573044725,0.14532942464996701,0.18031265379514499]
[95650,14328,"PG&E","Pacific Gas & Electric Co","CA","Bundled","Investor Owned",0.186574573044725,0.14532942464996701,0.18031265379514499]
[95651,14328,"PG&E","Pacific Gas & Electric Co","CA","Bundled","Investor Owned",0.186574573044725,0.14532942464996701,0.18031265379514499]
[95659,14328,"PG&E","Pacific Gas & Electric Co","CA","Bundled","Investor Owned",0.186574573044725,0.14532942464996701,0.18031265379514499]
[93388,14328,"PG&E","Pacific Gas & Electric Co","CA","Bundled","Investor Owned",0.186574573044725,0.14532942464996701,0.18031265379514499]
[93389,14328,"PG&E","Pacific Gas & Electric Co","CA","Bundled","Investor Owned",0.186574573044725,0.14532942464996701,0.18031265379514499]
[93386,14328,"PG&E","Pacific Gas & Electric Co","CA","Bundled","Investor Owned",0.186574573044725,0.14532942464996701,0.18031265379514499]
[93384,14328,"PG&E","Pacific Gas & Electric Co","CA","Bundled","Investor Owned",0.186574573044725,0.14532942464996701,0.18031265379514499]
[93383,14328,"PG&E","Pacific Gas & Electric Co","CA","Bundled","Investor Owned",0.186574573044725,0.14532942464996701,0.18031265379514499]
[93380,14328,"PG&E","Pacific Gas & Electric Co","CA","Bundled","Investor Owned",0.186574573044725,0.14532942464996701,0.18031265379514499]
[95269,14328,"PG&E","Pacific Gas & Electric Co","CA","Bundled","Investor Owned",0.186574573044725,0.14532942464996701,0.18031265379514499]
[95267,14328,"PG&E","Pacific Gas & Electric Co","CA","Bundled","Investor Owned",0.186574573044725,0.14532942464996701,0.18031265379514499]
[95843,14328,"PG&E","Pacific Gas & Electric Co","CA","Bundled","Investor Owned",0.186574573044725,0.14532942464996701,0.18031265379514499]
[94043,14328,"PG&E","Pacific Gas & Electric Co","CA","Bundled","Investor Owned",0.186574573044725,0.14532942464996701,0.18031265379514499]
[93387,14328,"PG&E","Pacific Gas & Electric Co","CA","Bundled","Investor Owned",0.186574573044725,0.14532942464996701,0.18031265379514499]
[93385,14328,"PG&E","Pacific Gas & Electric Co","CA","Bundled","Investor Owned",0.186574573044725,0.14532942464996701,0.18031265379514499]
[93463,14328,"PG&E","Pacific Gas & Electric Co","CA","Bundled","Investor Owned",0.186574573044725,0.14532942464996701,0.18031265379514499]
[93461,14328,"PG&E","Pacific Gas & Electric Co","CA","Bundled","Investor Owned",0.186574573044725,0.14532942464996701,0.18031265379514499]
[93460,14328,"PG&E","Pacific Gas & Electric Co","CA","Bundled","Investor Owned",0.186574573044725,0.14532942464996701,0.18031265379514499]
[93465,14328,"PG&E","Pacific Gas & Electric Co","CA","Bundled","Investor Owned",0.186574573044725,0.14532942464996701,0.18031265379514499]
[93464,14328,"PG&E","Pacific Gas & Electric Co","CA","Bundled","Investor Owned",0.186574573044725,0.14532942464996701,0.18031265379514499]
[95449,14328,"PG&E","Pacific Gas & Electric Co","CA","Bundled","Investor Owned",0.186574573044725,0.14532942464996701,0.18031265379514499]
[95448,14328,"PG&E","Pacific Gas & Electric Co","CA","Bundled","Investor Owned",0.186574573044725,0.14532942464996701,0.18031265379514499]
[95446,14328,"PG&E","Pacific Gas & Electric Co","CA","Bundled","Investor Owned",0.186574573044725,0.14532942464996701,0.18031265379514499]
[95445,14328,"PG&E","Pacific Gas & Electric Co","CA","Bundled","Investor Owned",0.186574573044725,0.14532942464996701,0.18031265379514499]
[95444,14328,"PG&E","Pacific Gas & Electric Co","CA","Bundled","Investor Owned",0.186574573044725,0.14532942464996701,0.18031265379514499]
[95443,14328,"PG&E","Pacific Gas & Electric Co","CA","Bundled","Investor Owned",0.186574573044725,0.14532942464996701,0.18031265379514499]
[95442,14328,"PG&E","Pacific Gas & Electric Co","CA","Bundled","Investor Owned",0.186574573044725,0.14532942464996701,0.18031265379514499]
[95441,14328,"PG&E","Pacific Gas & Electric Co","CA","Bundled","Investor Owned",0.186574573044725,0.14532942464996701,0.18031265379514499]
[95404,14328,"PG&E","Pacific Gas & Electric Co","CA","Bundled","Investor Owned",0.186574573044725,0.14532942464996701,0.18031265379514499]
[93268,14328,"PG&E","Pacific Gas & Electric Co","CA","Bundled","Investor Owned",0.186574573044725,0.14532942464996701,0.18031265379514499]
[93266,14328,"PG&E","Pacific Gas & Electric Co","CA","Bundled","Investor Owned",0.186574573044725,0.14532942464996701,0.18031265379514499]
[93263,14328,"PG&E","Pacific Gas & Electric Co","CA","Bundled","Investor Owned",0.186574573044725,0.14532942464996701,0.18031265379514499]
[93262,14328,"PG&E","Pacific Gas & Electric Co","CA","Bundled","Investor Owned",0.186574573044725,0.14532942464996701,0.18031265379514499]
[96161,14328,"PG&E","Pacific Gas & Electric Co","CA","Bundled","Investor Owned",0.186574573044725,0.14532942464996701,0.18031265379514499]
[96162,14328,"PG&E","Pacific Gas & Electric Co","CA","Bundled","Investor Owned",0.186574573044725,0.14532942464996701,0.18031265379514499]
[93650,14328,"PG&E","Pacific Gas & Electric Co","CA","Bundled","Investor Owned",0.186574573044725,0.14532942464996701,0.18031265379514499]
[93651,14328,"PG&E","Pacific Gas & Electric Co","CA","Bundled","Investor Owned",0.186574573044725,0.14532942464996701,0.18031265379514499]
[93652,14328,"PG&E","Pacific Gas & Electric Co","CA","Bundled","Investor Owned",0.186574573044725,0.14532942464996701,0.18031265379514499]
[93653,14328,"PG&E","Pacific Gas & Electric Co","CA","Bundled","Investor Owned",0.186574573044725,0.14532942464996701,0.18031265379514499]
[93654,14328,"PG&E","Pacific Gas & Electric Co","CA","Bundled","Investor Owned",0.186574573044725,0.14532942464996701,0.18031265379514499]
[95386,14328,"PG&E","Pacific Gas & Electric Co","CA","Bundled","Investor Owned",0.186574573044725,0.14532942464996701,0.18031265379514499]
[93656,14328,"PG&E","Pacific Gas & Electric Co","CA","Bundled","Investor Owned",0.186574573044725,0.14532942464996701,0.18031265379514499]
[93657,14328,"PG&E","Pacific Gas & Electric Co","CA","Bundled","Investor Owned",0.186574573044725,0.14532942464996701,0.18031265379514499]
[95127,14328,"PG&E","Pacific Gas & Electric Co","CA","Bundled","Investor Owned",0.186574573044725,0.14532942464996701,0.18031265379514499]
[95121,14328,"PG&E","Pacific Gas & Electric Co","CA","Bundled","Investor Owned",0.186574573044725,0.14532942464996701,0.18031265379514499]
[95123,14328,"PG&E","Pacific Gas & Electric Co","CA","Bundled","Investor Owned",0.186574573044725,0.14532942464996701,0.18031265379514499]
[93303,14328,"PG&E","Pacific Gas & Electric Co","CA","Bundled","Investor Owned",0.186574573044725,0.14532942464996701,0.18031265379514499]
[96120,14328,"PG&E","Pacific Gas & Electric Co","CA","Bundled","Investor Owned",0.186574573044725,0.14532942464996701,0.18031265379514499]
[94002,14328,"PG&E","Pacific Gas & Electric Co","CA","Bundled","Investor Owned",0.186574573044725,0.14532942464996701,0.18031265379514499]
[94005,14328,"PG&E","Pacific Gas & Electric Co","CA","Bundled","Investor Owned",0.186574573044725,0.14532942464996701,0.18031265379514499]
[94587,14328,"PG&E","Pacific Gas & Electric Co","CA","Bundled","Investor Owned",0.186574573044725,0.14532942464996701,0.18031265379514499]
[94583,14328,"PG&E","Pacific Gas & Electric Co","CA","Bundled","Investor Owned",0.186574573044725,0.14532942464996701,0.18031265379514499]
[94582,14328,"PG&E","Pacific Gas & Electric Co","CA","Bundled","Investor Owned",0.186574573044725,0.14532942464996701,0.18031265379514499]
[94589,14328,"PG&E","Pacific Gas & Electric Co","CA","Bundled","Investor Owned",0.186574573044725,0.14532942464996701,0.18031265379514499]
[94588,14328,"PG&E","Pacific Gas & Electric Co","CA","Bundled","Investor Owned",0.186574573044725,0.14532942464996701,0.18031265379514499]
[93755,14328,"PG&E","Pacific Gas & Electric Co","CA","Bundled","Investor Owned",0.186574573044725,0.14532942464996701,0.18031265379514499]
[95348,14328,"PG&E","Pacific Gas & Electric Co","CA","Bundled","Investor Owned",0.186574573044725,0.14532942464996701,0.18031265379514499]
[95340,14328,"PG&E","Pacific Gas & Electric Co","CA","Bundled","Investor Owned",0.186574573044725,0.14532942464996701,0.18031265379514499]
[95341,14328,"PG&E","Pacific Gas & Electric Co","CA","Bundled","Investor Owned",0.186574573044725,0.14532942464996701,0.18031265379514499]
[95345,14328,"PG&E","Pacific Gas & Electric Co","CA","Bundled","Investor Owned",0.186574573044725,0.14532942464996701,0.18031265379514499]
[95346,14328,"PG&E","Pacific Gas & Electric Co","CA","Bundled","Investor Owned",0.186574573044725,0.14532942464996701,0.18031265379514499]
[95347,14328,"PG&E","Pacific Gas & Electric Co","CA","Bundled","Investor Owned",0.186574573044725,0.14532942464996701,0.18031265379514499]
[93955,14328,"PG&E","Pacific Gas & Electric Co","CA","Bundled","Investor Owned",0.186574573044725,0.14532942464996701,0.18031265379514499]
[93954,14328,"PG&E","Pacific Gas & Electric Co","CA","Bundled","Investor Owned",0.186574573044725,0.14532942464996701,0.18031265379514499]
[93953,14328,"PG&E","Pacific Gas & Electric Co","CA","Bundled","Investor Owned",0.186574573044725,0.14532942464996701,0.18031265379514499]
[93950,14328,"PG&E","Pacific Gas & Electric Co","CA","Bundled","Investor Owned",0.186574573044725,0.14532942464996701,0.18031265379514499]
[93546,14328,"PG&E","Pacific Gas & Electric Co","CA","Bundled","Investor Owned",0.186574573044725,0.14532942464996701,0.18031265379514499]
[94527,14328,"PG&E","Pacific Gas & Electric Co","CA","Bundled","Investor Owned",0.186574573044725,0.14532942464996701,0.18031265379514499]
[95528,14328,"PG&E","Pacific Gas & Electric Co","CA","Bundled","Investor Owned",0.186574573044725,0.14532942464996701,0.18031265379514499]
[95524,14328,"PG&E","Pacific Gas & Electric Co","CA","Bundled","Investor Owned",0.186574573044725,0.14532942464996701,0.18031265379514499]
[95525,14328,"PG&E","Pacific Gas & Electric Co","CA","Bundled","Investor Owned",0.186574573044725,0.14532942464996701,0.18031265379514499]
[95526,14328,"PG&E","Pacific Gas & Electric Co","CA","Bundled","Investor Owned",0.186574573044725,0.14532942464996701,0.18031265379514499]
[95527,14328,"PG&E","Pacific Gas & Electric Co","CA","Bundled","Investor Owned",0.186574573044725,0.14532942464996701,0.18031265379514499]
[95065,14328,"PG&E","Pacific Gas & Electric Co","CA","Bundled","Investor Owned",0.186574573044725,0.14532942464996701,0.18031265379514499]
[95064,14328,"PG&E","Pacific Gas & Electric Co","CA","Bundled","Investor Owned",0.186574573044725,0.14532942464996701,0.18031265379514499]
[95067,14328,"PG&E","Pacific Gas & Electric Co","CA","Bundled","Investor Owned",0.186574573044725,0.14532942464996701,0.18031265379514499]
[95066,14328,"PG&E","Pacific Gas & Electric Co","CA","Bundled","Investor Owned",0.186574573044725,0.14532942464996701,0.18031265379514499]
[95061,14328,"PG&E","Pacific Gas & Electric Co","CA","Bundled","Investor Owned",0.186574573044725,0.14532942464996701,0.18031265379514499]
[95060,14328,"PG&E","Pacific Gas & Electric Co","CA","Bundled","Investor Owned",0.186574573044725,0.14532942464996701,0.18031265379514499]
[95063,14328,"PG&E","Pacific Gas & Electric Co","CA","Bundled","Investor Owned",0.186574573044725,0.14532942464996701,0.18031265379514499]
[95062,14328,"PG&E","Pacific Gas & Electric Co","CA","Bundled","Investor Owned",0.186574573044725,0.14532942464996701,0.18031265379514499]
[96008,14328,"PG&E","Pacific Gas & Electric Co","CA","Bundled","Investor Owned",0.186574573044725,0.14532942464996701,0.18031265379514499]
[96009,14328,"PG&E","Pacific Gas & Electric Co","CA","Bundled","Investor Owned",0.186574573044725,0.14532942464996701,0.18031265379514499]
[96002,14328,"PG&E","Pacific Gas & Electric Co","CA","Bundled","Investor Owned",0.186574573044725,0.14532942464996701,0.18031265379514499]
[96003,14328,"PG&E","Pacific Gas & Electric Co","CA","Bundled","Investor Owned",0.186574573044725,0.14532942464996701,0.18031265379514499]
[96001,14328,"PG&E","Pacific Gas & Electric Co","CA","Bundled","Investor Owned",0.186574573044725,0.14532942464996701,0.18031265379514499]
[93747,14328,"PG&E","Pacific Gas & Electric Co","CA","Bundled","Investor Owned",0.186574573044725,0.14532942464996701,0.18031265379514499]
[94083,14328,"PG&E","Pacific Gas & Electric Co","CA","Bundled","Investor Owned",0.186574573044725,0.14532942464996701,0.18031265379514499]
[94085,14328,"PG&E","Pacific Gas & Electric Co","CA","Bundled","Investor Owned",0.186574573044725,0.14532942464996701,0.18031265379514499]
[94086,14328,"PG&E","Pacific Gas & Electric Co","CA","Bundled","Investor Owned",0.186574573044725,0.14532942464996701,0.18031265379514499]
[94087,14328,"PG&E","Pacific Gas & Electric Co","CA","Bundled","Investor Owned",0.186574573044725,0.14532942464996701,0.18031265379514499]
[94509,14328,"PG&E","Pacific Gas & Electric Co","CA","Bundled","Investor Owned",0.186574573044725,0.14532942464996701,0.18031265379514499]
[94505,14328,"PG&E","Pacific Gas & Electric Co","CA","Bundled","Investor Owned",0.186574573044725,0.14532942464996701,0.18031265379514499]
[94501,14328,"PG&E","Pacific Gas & Electric Co","CA","Bundled","Investor Owned",0.186574573044725,0.14532942464996701,0.18031265379514499]
[95514,14328,"PG&E","Pacific Gas & Electric Co","CA","Bundled","Investor Owned",0.186574573044725,0.14532942464996701,0.18031265379514499]
[95009,14328,"PG&E","Pacific Gas & Electric Co","CA","Bundled","Investor Owned",0.186574573044725,0.14532942464996701,0.18031265379514499]
[95924,14328,"PG&E","Pacific Gas & Electric Co","CA","Bundled","Investor Owned",0.186574573044725,0.14532942464996701,0.18031265379514499]
[95925,14328,"PG&E","Pacific Gas & Electric Co","CA","Bundled","Investor Owned",0.186574573044725,0.14532942464996701,0.18031265379514499]
[95926,14328,"PG&E","Pacific Gas & Electric Co","CA","Bundled","Investor Owned",0.186574573044725,0.14532942464996701,0.18031265379514499]
[95927,14328,"PG&E","Pacific Gas & Electric Co","CA","Bundled","Investor Owned",0.186574573044725,0.14532942464996701,0.18031265379514499]
[95920,14328,"PG&E","Pacific Gas & Electric Co","CA","Bundled","Investor Owned",0.186574573044725,0.14532942464996701,0.18031265379514499]
[95922,14328,"PG&E","Pacific Gas & Electric Co","CA","Bundled","Investor Owned",0.186574573044725,0.14532942464996701,0.18031265379514499]
[95923,14328,"PG&E","Pacific Gas & Electric Co","CA","Bundled","Investor Owned",0.186574573044725,0.14532942464996701,0.18031265379514499]
[95928,14328,"PG&E","Pacific Gas & Electric Co","CA","Bundled","Investor Owned",0.186574573044725,0.14532942464996701,0.18031265379514499]
[95929,14328,"PG&E","Pacific Gas & Electric Co","CA","Bundled","Investor Owned",0.186574573044725,0.14532942464996701,0.18031265379514499]
[95494,14328,"PG&E","Pacific Gas & Electric Co","CA","Bundled","Investor Owned",0.186574573044725,0.14532942464996701,0.18031265379514499]
[95497,14328,"PG&E","Pacific Gas & Electric Co","CA","Bundled","Investor Owned",0.186574573044725,0.14532942464996701,0.18031265379514499]
[95490,14328,"PG&E","Pacific Gas & Electric Co","CA","Bundled","Investor Owned",0.186574573044725,0.14532942464996701,0.18031265379514499]
[95492,14328,"PG&E","Pacific Gas & Electric Co","CA","Bundled","Investor Owned",0.186574573044725,0.14532942464996701,0.18031265379514499]
[95493,14328,"PG&E","Pacific Gas & Electric Co","CA","Bundled","Investor Owned",0.186574573044725,0.14532942464996701,0.18031265379514499]
[95148,14328,"PG&E","Pacific Gas & Electric Co","CA","Bundled","Investor Owned",0.186574573044725,0.14532942464996701,0.18031265379514499]
[95140,14328,"PG&E","Pacific Gas & Electric Co","CA","Bundled","Investor Owned",0.186574573044725,0.14532942464996701,0.18031265379514499]
[95141,14328,"PG&E","Pacific Gas & Electric Co","CA","Bundled","Investor Owned",0.186574573044725,0.14532942464996701,0.18031265379514499]
[94522,14328,"PG&E","Pacific Gas & Electric Co","CA","Bundled","Investor Owned",0.186574573044725,0.14532942464996701,0.18031265379514499]
[95618,14328,"PG&E","Pacific Gas & Electric Co","CA","Bundled","Investor Owned",0.186574573044725,0.14532942464996701,0.18031265379514499]
[95619,14328,"PG&E","Pacific Gas & Electric Co","CA","Bundled","Investor Owned",0.186574573044725,0.14532942464996701,0.18031265379514499]
[94956,14328,"PG&E","Pacific Gas & Electric Co","CA","Bundled","Investor Owned",0.186574573044725,0.14532942464996701,0.18031265379514499]
[94957,14328,"PG&E","Pacific Gas & Electric Co","CA","Bundled","Investor Owned",0.186574573044725,0.14532942464996701,0.18031265379514499]
[94954,14328,"PG&E","Pacific Gas & Electric Co","CA","Bundled","Investor Owned",0.186574573044725,0.14532942464996701,0.18031265379514499]
[94955,14328,"PG&E","Pacific Gas & Electric Co","CA","Bundled","Investor Owned",0.186574573044725,0.14532942464996701,0.18031265379514499]
[94952,14328,"PG&E","Pacific Gas & Electric Co","CA","Bundled","Investor Owned",0.186574573044725,0.14532942464996701,0.18031265379514499]
[94953,14328,"PG&E","Pacific Gas & Electric Co","CA","Bundled","Investor Owned",0.186574573044725,0.14532942464996701,0.18031265379514499]
[94950,14328,"PG&E","Pacific Gas & Electric Co","CA","Bundled","Investor Owned",0.186574573044725,0.14532942464996701,0.18031265379514499]
[94951,14328,"PG&E","Pacific Gas & Electric Co","CA","Bundled","Investor Owned",0.186574573044725,0.14532942464996701,0.18031265379514499]
[96080,14328,"PG&E","Pacific Gas & Electric Co","CA","Bundled","Investor Owned",0.186574573044725,0.14532942464996701,0.18031265379514499]
[96087,14328,"PG&E","Pacific Gas & Electric Co","CA","Bundled","Investor Owned",0.186574573044725,0.14532942464996701,0.18031265379514499]
[96084,14328,"PG&E","Pacific Gas & Electric Co","CA","Bundled","Investor Owned",0.186574573044725,0.14532942464996701,0.18031265379514499]
[96088,14328,"PG&E","Pacific Gas & Electric Co","CA","Bundled","Investor Owned",0.186574573044725,0.14532942464996701,0.18031265379514499]
[95196,14328,"PG&E","Pacific Gas & Electric Co","CA","Bundled","Investor Owned",0.186574573044725,0.14532942464996701,0.18031265379514499]
[95191,14328,"PG&E","Pacific Gas & Electric Co","CA","Bundled","Investor Owned",0.186574573044725,0.14532942464996701,0.18031265379514499]
[95190,14328,"PG&E","Pacific Gas & Electric Co","CA","Bundled","Investor Owned",0.186574573044725,0.14532942464996701,0.18031265379514499]
[95234,14328,"PG&E","Pacific Gas & Electric Co","CA","Bundled","Investor Owned",0.186574573044725,0.14532942464996701,0.18031265379514499]
[95236,14328,"PG&E","Pacific Gas & Electric Co","CA","Bundled","Investor Owned",0.186574573044725,0.14532942464996701,0.18031265379514499]
[95237,14328,"PG&E","Pacific Gas & Electric Co","CA","Bundled","Investor Owned",0.186574573044725,0.14532942464996701,0.18031265379514499]
[95230,14328,"PG&E","Pacific Gas & Electric Co","CA","Bundled","Investor Owned",0.186574573044725,0.14532942464996701,0.18031265379514499]
[95231,14328,"PG&E","Pacific Gas & Electric Co","CA","Bundled","Investor Owned",0.186574573044725,0.14532942464996701,0.18031265379514499]
[95232,14328,"PG&E","Pacific Gas & Electric Co","CA","Bundled","Investor Owned",0.186574573044725,0.14532942464996701,0.18031265379514499]
[95233,14328,"PG&E","Pacific Gas & Electric Co","CA","Bundled","Investor Owned",0.186574573044725,0.14532942464996701,0.18031265379514499]
[95415,14328,"PG&E","Pacific Gas & Electric Co","CA","Bundled","Investor Owned",0.186574573044725,0.14532942464996701,0.18031265379514499]
[95416,14328,"PG&E","Pacific Gas & Electric Co","CA","Bundled","Investor Owned",0.186574573044725,0.14532942464996701,0.18031265379514499]
[95417,14328,"PG&E","Pacific Gas & Electric Co","CA","Bundled","Investor Owned",0.186574573044725,0.14532942464996701,0.18031265379514499]
[95410,14328,"PG&E","Pacific Gas & Electric Co","CA","Bundled","Investor Owned",0.186574573044725,0.14532942464996701,0.18031265379514499]
[95412,14328,"PG&E","Pacific Gas & Electric Co","CA","Bundled","Investor Owned",0.186574573044725,0.14532942464996701,0.18031265379514499]
[95418,14328,"PG&E","Pacific Gas & Electric Co","CA","Bundled","Investor Owned",0.186574573044725,0.14532942464996701,0.18031265379514499]
[95419,14328,"PG&E","Pacific Gas & Electric Co","CA","Bundled","Investor Owned",0.186574573044725,0.14532942464996701,0.18031265379514499]
[96137,14328,"PG&E","Pacific Gas & Electric Co","CA","Bundled","Investor Owned",0.186574573044725,0.14532942464996701,0.18031265379514499]
[96130,14328,"PG&E","Pacific Gas & Electric Co","CA","Bundled","Investor Owned",0.186574573044725,0.14532942464996701,0.18031265379514499]
[95160,14328,"PG&E","Pacific Gas & Electric Co","CA","Bundled","Investor Owned",0.186574573044725,0.14532942464996701,0.18031265379514499]
[95161,14328,"PG&E","Pacific Gas & Electric Co","CA","Bundled","Investor Owned",0.186574573044725,0.14532942464996701,0.18031265379514499]
[93940,14328,"PG&E","Pacific Gas & Electric Co","CA","Bundled","Investor Owned",0.186574573044725,0.14532942464996701,0.18031265379514499]
[93942,14328,"PG&E","Pacific Gas & Electric Co","CA","Bundled","Investor Owned",0.186574573044725,0.14532942464996701,0.18031265379514499]
[95595,14328,"PG&E","Pacific Gas & Electric Co","CA","Bundled","Investor Owned",0.186574573044725,0.14532942464996701,0.18031265379514499]
[95620,14328,"PG&E","Pacific Gas & Electric Co","CA","Bundled","Investor Owned",0.186574573044725,0.14532942464996701,0.18031265379514499]
[95629,14328,"PG&E","Pacific Gas & Electric Co","CA","Bundled","Investor Owned",0.186574573044725,0.14532942464996701,0.18031265379514499]
[93661,14328,"PG&E","Pacific Gas & Electric Co","CA","Bundled","Investor Owned",0.186574573044725,0.14532942464996701,0.18031265379514499]
[93660,14328,"PG&E","Pacific Gas & Electric Co","CA","Bundled","Investor Owned",0.186574573044725,0.14532942464996701,0.18031265379514499]
[93667,14328,"PG&E","Pacific Gas & Electric Co","CA","Bundled","Investor Owned",0.186574573044725,0.14532942464996701,0.18031265379514499]
[93666,14328,"PG&E","Pacific Gas & Electric Co","CA","Bundled","Investor Owned",0.186574573044725,0.14532942464996701,0.18031265379514499]
[93669,14328,"PG&E","Pacific Gas & Electric Co","CA","Bundled","Investor Owned",0.186574573044725,0.14532942464996701,0.18031265379514499]
[93668,14328,"PG&E","Pacific Gas & Electric Co","CA","Bundled","Investor Owned",0.186574573044725,0.14532942464996701,0.18031265379514499]
[95658,14328,"PG&E","Pacific Gas & Electric Co","CA","Bundled","Investor Owned",0.186574573044725,0.14532942464996701,0.18031265379514499]
[94709,14328,"PG&E","Pacific Gas & Electric Co","CA","Bundled","Investor Owned",0.186574573044725,0.14532942464996701,0.18031265379514499]
[94850,14328,"PG&E","Pacific Gas & Electric Co","CA","Bundled","Investor Owned",0.186574573044725,0.14532942464996701,0.18031265379514499]
[95814,14328,"PG&E","Pacific Gas & Electric Co","CA","Bundled","Investor Owned",0.186574573044725,0.14532942464996701,0.18031265379514499]
[95818,14328,"PG&E","Pacific Gas & Electric Co","CA","Bundled","Investor Owned",0.186574573044725,0.14532942464996701,0.18031265379514499]
[94038,14328,"PG&E","Pacific Gas & Electric Co","CA","Bundled","Investor Owned",0.186574573044725,0.14532942464996701,0.18031265379514499]
[94030,14328,"PG&E","Pacific Gas & Electric Co","CA","Bundled","Investor Owned",0.186574573044725,0.14532942464996701,0.18031265379514499]
[94035,14328,"PG&E","Pacific Gas & Electric Co","CA","Bundled","Investor Owned",0.186574573044725,0.14532942464996701,0.18031265379514499]
[94037,14328,"PG&E","Pacific Gas & Electric Co","CA","Bundled","Investor Owned",0.186574573044725,0.14532942464996701,0.18031265379514499]
[95899,14328,"PG&E","Pacific Gas & Electric Co","CA","Bundled","Investor Owned",0.186574573044725,0.14532942464996701,0.18031265379514499]
[93430,14328,"PG&E","Pacific Gas & Electric Co","CA","Bundled","Investor Owned",0.186574573044725,0.14532942464996701,0.18031265379514499]
[93432,14328,"PG&E","Pacific Gas & Electric Co","CA","Bundled","Investor Owned",0.186574573044725,0.14532942464996701,0.18031265379514499]
[93433,14328,"PG&E","Pacific Gas & Electric Co","CA","Bundled","Investor Owned",0.186574573044725,0.14532942464996701,0.18031265379514499]
[93435,14328,"PG&E","Pacific Gas & Electric Co","CA","Bundled","Investor Owned",0.186574573044725,0.14532942464996701,0.18031265379514499]
[93436,14328,"PG&E","Pacific Gas & Electric Co","CA","Bundled","Investor Owned",0.186574573044725,0.14532942464996701,0.18031265379514499]
[95370,14328,"PG&E","Pacific Gas & Electric Co","CA","Bundled","Investor Owned",0.186574573044725,0.14532942464996701,0.18031265379514499]
[95373,14328,"PG&E","Pacific Gas & Electric Co","CA","Bundled","Investor Owned",0.186574573044725,0.14532942464996701,0.18031265379514499]
[95372,14328,"PG&E","Pacific Gas & Electric Co","CA","Bundled","Investor Owned",0.186574573044725,0.14532942464996701,0.18031265379514499]
[95375,14328,"PG&E","Pacific Gas & Electric Co","CA","Bundled","Investor Owned",0.186574573044725,0.14532942464996701,0.18031265379514499]
[95374,14328,"PG&E","Pacific Gas & Electric Co","CA","Bundled","Investor Owned",0.186574573044725,0.14532942464996701,0.18031265379514499]
[95377,14328,"PG&E","Pacific Gas & Electric Co","CA","Bundled","Investor Owned",0.186574573044725,0.14532942464996701,0.18031265379514499]
[95376,14328,"PG&E","Pacific Gas & Electric Co","CA","Bundled","Investor Owned",0.186574573044725,0.14532942464996701,0.18031265379514499]
[95379,14328,"PG&E","Pacific Gas & Electric Co","CA","Bundled","Investor Owned",0.186574573044725,0.14532942464996701,0.18031265379514499]
[95378,14328,"PG&E","Pacific Gas & Electric Co","CA","Bundled","Investor Owned",0.186574573044725,0.14532942464996701,0.18031265379514499]
[95991,14328,"PG&E","Pacific Gas & Electric Co","CA","Bundled","Investor Owned",0.186574573044725,0.14532942464996701,0.18031265379514499]
[95993,14328,"PG&E","Pacific Gas & Electric Co","CA","Bundled","Investor Owned",0.186574573044725,0.14532942464996701,0.18031265379514499]
[95992,14328,"PG&E","Pacific Gas & Electric Co","CA","Bundled","Investor Owned",0.186574573044725,0.14532942464996701,0.18031265379514499]
[93230,14328,"PG&E","Pacific Gas & Electric Co","CA","Bundled","Investor Owned",0.186574573044725,0.14532942464996701,0.18031265379514499]
[93234,14328,"PG&E","Pacific Gas & Electric Co","CA","Bundled","Investor Owned",0.186574573044725,0.14532942464996701,0.18031265379514499]
[93239,14328,"PG&E","Pacific Gas & Electric Co","CA","Bundled","Investor Owned",0.186574573044725,0.14532942464996701,0.18031265379514499]
[93908,14328,"PG&E","Pacific Gas & Electric Co","CA","Bundled","Investor Owned",0.186574573044725,0.14532942464996701,0.18031265379514499]
[93905,14328,"PG&E","Pacific Gas & Electric Co","CA","Bundled","Investor Owned",0.186574573044725,0.14532942464996701,0.18031265379514499]
[93906,14328,"PG&E","Pacific Gas & Electric Co","CA","Bundled","Investor Owned",0.186574573044725,0.14532942464996701,0.18031265379514499]
[93907,14328,"PG&E","Pacific Gas & Electric Co","CA","Bundled","Investor Owned",0.186574573044725,0.14532942464996701,0.18031265379514499]
[93901,14328,"PG&E","Pacific Gas & Electric Co","CA","Bundled","Investor Owned",0.186574573044725,0.14532942464996701,0.18031265379514499]
[93902,14328,"PG&E","Pacific Gas & Electric Co","CA","Bundled","Investor Owned",0.186574573044725,0.14532942464996701,0.18031265379514499]
[95215,14328,"PG&E","Pacific Gas & Electric Co","CA","Bundled","Investor Owned",0.186574573044725,0.14532942464996701,0.18031265379514499]
[95192,14328,"PG&E","Pacific Gas & Electric Co","CA","Bundled","Investor Owned",0.186574573044725,0.14532942464996701,0.18031265379514499]
[95511,14328,"PG&E","Pacific Gas & Electric Co","CA","Bundled","Investor Owned",0.186574573044725,0.14532942464996701,0.18031265379514499]
[95519,14328,"PG&E","Pacific Gas & Electric Co","CA","Bundled","Investor Owned",0.186574573044725,0.14532942464996701,0.18031265379514499]
[95518,14328,"PG&E","Pacific Gas & Electric Co","CA","Bundled","Investor Owned",0.186574573044725,0.14532942464996701,0.18031265379514499]
[95194,14328,"PG&E","Pacific Gas & Electric Co","CA","Bundled","Investor Owned",0.186574573044725,0.14532942464996701,0.18031265379514499]
[96073,14328,"PG&E","Pacific Gas & Electric Co","CA","Bundled","Investor Owned",0.186574573044725,0.14532942464996701,0.18031265379514499]
[96071,14328,"PG&E","Pacific Gas & Electric Co","CA","Bundled","Investor Owned",0.186574573044725,0.14532942464996701,0.18031265379514499]
[96070,14328,"PG&E","Pacific Gas & Electric Co","CA","Bundled","Investor Owned",0.186574573044725,0.14532942464996701,0.18031265379514499]
[96076,14328,"PG&E","Pacific Gas & Electric Co","CA","Bundled","Investor Owned",0.186574573044725,0.14532942464996701,0.18031265379514499]
[96075,14328,"PG&E","Pacific Gas & Electric Co","CA","Bundled","Investor Owned",0.186574573044725,0.14532942464996701,0.18031265379514499]
[96074,14328,"PG&E","Pacific Gas & Electric Co","CA","Bundled","Investor Owned",0.186574573044725,0.14532942464996701,0.18031265379514499]
[96078,14328,"PG&E","Pacific Gas & Electric Co","CA","Bundled","Investor Owned",0.186574573044725,0.14532942464996701,0.18031265379514499]
[95193,14328,"PG&E","Pacific Gas & Electric Co","CA","Bundled","Investor Owned",0.186574573044725,0.14532942464996701,0.18031265379514499]
[95701,14328,"PG&E","Pacific Gas & Electric Co","CA","Bundled","Investor Owned",0.186574573044725,0.14532942464996701,0.18031265379514499]
[95703,14328,"PG&E","Pacific Gas & Electric Co","CA","Bundled","Investor Owned",0.186574573044725,0.14532942464996701,0.18031265379514499]
[95709,14328,"PG&E","Pacific Gas & Electric Co","CA","Bundled","Investor Owned",0.186574573044725,0.14532942464996701,0.18031265379514499]
[93702,14328,"PG&E","Pacific Gas & Electric Co","CA","Bundled","Investor Owned",0.186574573044725,0.14532942464996701,0.18031265379514499]
[93703,14328,"PG&E","Pacific Gas & Electric Co","CA","Bundled","Investor Owned",0.186574573044725,0.14532942464996701,0.18031265379514499]
[93701,14328,"PG&E","Pacific Gas & Electric Co","CA","Bundled","Investor Owned",0.186574573044725,0.14532942464996701,0.18031265379514499]
[93706,14328,"PG&E","Pacific Gas & Electric Co","CA","Bundled","Investor Owned",0.186574573044725,0.14532942464996701,0.18031265379514499]
[93707,14328,"PG&E","Pacific Gas & Electric Co","CA","Bundled","Investor Owned",0.186574573044725,0.14532942464996701,0.18031265379514499]
[93704,14328,"PG&E","Pacific Gas & Electric Co","CA","Bundled","Investor Owned",0.186574573044725,0.14532942464996701,0.18031265379514499]
[93705,14328,"PG&E","Pacific Gas & Electric Co","CA","Bundled","Investor Owned",0.186574573044725,0.14532942464996701,0.18031265379514499]
[93708,14328,"PG&E","Pacific Gas & Electric Co","CA","Bundled","Investor Owned",0.186574573044725,0.14532942464996701,0.18031265379514499]
[93709,14328,"PG&E","Pacific Gas & Electric Co","CA","Bundled","Investor Owned",0.186574573044725,0.14532942464996701,0.18031265379514499]
[94975,14328,"PG&E","Pacific Gas & Electric Co","CA","Bundled","Investor Owned",0.186574573044725,0.14532942464996701,0.18031265379514499]
[94977,14328,"PG&E","Pacific Gas & Electric Co","CA","Bundled","Investor Owned",0.186574573044725,0.14532942464996701,0.18031265379514499]
[93427,14328,"PG&E","Pacific Gas & Electric Co","CA","Bundled","Investor Owned",0.186574573044725,0.14532942464996701,0.18031265379514499]
[93426,14328,"PG&E","Pacific Gas & Electric Co","CA","Bundled","Investor Owned",0.186574573044725,0.14532942464996701,0.18031265379514499]
[93422,14328,"PG&E","Pacific Gas & Electric Co","CA","Bundled","Investor Owned",0.186574573044725,0.14532942464996701,0.18031265379514499]
[94708,14328,"PG&E","Pacific Gas & Electric Co","CA","Bundled","Investor Owned",0.186574573044725,0.14532942464996701,0.18031265379514499]
[95919,14328,"PG&E","Pacific Gas & Electric Co","CA","Bundled","Investor Owned",0.186574573044725,0.14532942464996701,0.18031265379514499]
[95918,14328,"PG&E","Pacific Gas & Electric Co","CA","Bundled","Investor Owned",0.186574573044725,0.14532942464996701,0.18031265379514499]
[95915,14328,"PG&E","Pacific Gas & Electric Co","CA","Bundled","Investor Owned",0.186574573044725,0.14532942464996701,0.18031265379514499]
[95914,14328,"PG&E","Pacific Gas & Electric Co","CA","Bundled","Investor Owned",0.186574573044725,0.14532942464996701,0.18031265379514499]
[95917,14328,"PG&E","Pacific Gas & Electric Co","CA","Bundled","Investor Owned",0.186574573044725,0.14532942464996701,0.18031265379514499]
[95916,14328,"PG&E","Pacific Gas & Electric Co","CA","Bundled","Investor Owned",0.186574573044725,0.14532942464996701,0.18031265379514499]
[95910,14328,"PG&E","Pacific Gas & Electric Co","CA","Bundled","Investor Owned",0.186574573044725,0.14532942464996701,0.18031265379514499]
[95913,14328,"PG&E","Pacific Gas & Electric Co","CA","Bundled","Investor Owned",0.186574573044725,0.14532942464996701,0.18031265379514499]
[95912,14328,"PG&E","Pacific Gas & Electric Co","CA","Bundled","Investor Owned",0.186574573044725,0.14532942464996701,0.18031265379514499]
[94660,14328,"PG&E","Pacific Gas & Electric Co","CA","Bundled","Investor Owned",0.186574573044725,0.14532942464996701,0.18031265379514499]
[94661,14328,"PG&E","Pacific Gas & Electric Co","CA","Bundled","Investor Owned",0.186574573044725,0.14532942464996701,0.18031265379514499]
[94662,14328,"PG&E","Pacific Gas & Electric Co","CA","Bundled","Investor Owned",0.186574573044725,0.14532942464996701,0.18031265379514499]
[94666,14328,"PG&E","Pacific Gas & Electric Co","CA","Bundled","Investor Owned",0.186574573044725,0.14532942464996701,0.18031265379514499]
[95133,14328,"PG&E","Pacific Gas & Electric Co","CA","Bundled","Investor Owned",0.186574573044725,0.14532942464996701,0.18031265379514499]
[95132,14328,"PG&E","Pacific Gas & Electric Co","CA","Bundled","Investor Owned",0.186574573044725,0.14532942464996701,0.18031265379514499]
[95131,14328,"PG&E","Pacific Gas & Electric Co","CA","Bundled","Investor Owned",0.186574573044725,0.14532942464996701,0.18031265379514499]
[95130,14328,"PG&E","Pacific Gas & Electric Co","CA","Bundled","Investor Owned",0.186574573044725,0.14532942464996701,0.18031265379514499]
[95136,14328,"PG&E","Pacific Gas & Electric Co","CA","Bundled","Investor Owned",0.186574573044725,0.14532942464996701,0.18031265379514499]
[95135,14328,"PG&E","Pacific Gas & Electric Co","CA","Bundled","Investor Owned",0.186574573044725,0.14532942464996701,0.18031265379514499]
[95134,14328,"PG&E","Pacific Gas & Electric Co","CA","Bundled","Investor Owned",0.186574573044725,0.14532942464996701,0.18031265379514499]
[95139,14328,"PG&E","Pacific Gas & Electric Co","CA","Bundled","Investor Owned",0.186574573044725,0.14532942464996701,0.18031265379514499]
[95138,14328,"PG&E","Pacific Gas & Electric Co","CA","Bundled","Investor Owned",0.186574573044725,0.14532942464996701,0.18031265379514499]
[95033,14328,"PG&E","Pacific Gas & Electric Co","CA","Bundled","Investor Owned",0.186574573044725,0.14532942464996701,0.18031265379514499]
[95031,14328,"PG&E","Pacific Gas & Electric Co","CA","Bundled","Investor Owned",0.186574573044725,0.14532942464996701,0.18031265379514499]
[95035,14328,"PG&E","Pacific Gas & Electric Co","CA","Bundled","Investor Owned",0.186574573044725,0.14532942464996701,0.18031265379514499]
[95038,14328,"PG&E","Pacific Gas & Electric Co","CA","Bundled","Investor Owned",0.186574573044725,0.14532942464996701,0.18031265379514499]
[95039,14328,"PG&E","Pacific Gas & Electric Co","CA","Bundled","Investor Owned",0.186574573044725,0.14532942464996701,0.18031265379514499]
[95644,14328,"PG&E","Pacific Gas & Electric Co","CA","Bundled","Investor Owned",0.186574573044725,0.14532942464996701,0.18031265379514499]
[94552,14328,"PG&E","Pacific Gas & Electric Co","CA","Bundled","Investor Owned",0.186574573044725,0.14532942464996701,0.18031265379514499]
[94553,14328,"PG&E","Pacific Gas & Electric Co","CA","Bundled","Investor Owned",0.186574573044725,0.14532942464996701,0.18031265379514499]
[94550,14328,"PG&E","Pacific Gas & Electric Co","CA","Bundled","Investor Owned",0.186574573044725,0.14532942464996701,0.18031265379514499]
[94551,14328,"PG&E","Pacific Gas & Electric Co","CA","Bundled","Investor Owned",0.186574573044725,0.14532942464996701,0.18031265379514499]
[94556,14328,"PG&E","Pacific Gas & Electric Co","CA","Bundled","Investor Owned",0.186574573044725,0.14532942464996701,0.18031265379514499]
[94555,14328,"PG&E","Pacific Gas & Electric Co","CA","Bundled","Investor Owned",0.186574573044725,0.14532942464996701,0.18031265379514499]
[95209,14328,"PG&E","Pacific Gas & Electric Co","CA","Bundled","Investor Owned",0.186574573044725,0.14532942464996701,0.18031265379514499]
[95208,14328,"PG&E","Pacific Gas & Electric Co","CA","Bundled","Investor Owned",0.186574573044725,0.14532942464996701,0.18031265379514499]
[95207,14328,"PG&E","Pacific Gas & Electric Co","CA","Bundled","Investor Owned",0.186574573044725,0.14532942464996701,0.18031265379514499]
[95429,14328,"PG&E","Pacific Gas & Electric Co","CA","Bundled","Investor Owned",0.186574573044725,0.14532942464996701,0.18031265379514499]
[95428,14328,"PG&E","Pacific Gas & Electric Co","CA","Bundled","Investor Owned",0.186574573044725,0.14532942464996701,0.18031265379514499]
[95427,14328,"PG&E","Pacific Gas & Electric Co","CA","Bundled","Investor Owned",0.186574573044725,0.14532942464996701,0.18031265379514499]
[95426,14328,"PG&E","Pacific Gas & Electric Co","CA","Bundled","Investor Owned",0.186574573044725,0.14532942464996701,0.18031265379514499]
[95421,14328,"PG&E","Pacific Gas & Electric Co","CA","Bundled","Investor Owned",0.186574573044725,0.14532942464996701,0.18031265379514499]
[95420,14328,"PG&E","Pacific Gas & Electric Co","CA","Bundled","Investor Owned",0.186574573044725,0.14532942464996701,0.18031265379514499]
[95423,14328,"PG&E","Pacific Gas & Electric Co","CA","Bundled","Investor Owned",0.186574573044725,0.14532942464996701,0.18031265379514499]
[95422,14328,"PG&E","Pacific Gas & Electric Co","CA","Bundled","Investor Owned",0.186574573044725,0.14532942464996701,0.18031265379514499]
[95433,14328,"PG&E","Pacific Gas & Electric Co","CA","Bundled","Investor Owned",0.186574573044725,0.14532942464996701,0.18031265379514499]
[94929,14328,"PG&E","Pacific Gas & Electric Co","CA","Bundled","Investor Owned",0.186574573044725,0.14532942464996701,0.18031265379514499]
[94928,14328,"PG&E","Pacific Gas & Electric Co","CA","Bundled","Investor Owned",0.186574573044725,0.14532942464996701,0.18031265379514499]
[94924,14328,"PG&E","Pacific Gas & Electric Co","CA","Bundled","Investor Owned",0.186574573044725,0.14532942464996701,0.18031265379514499]
[94922,14328,"PG&E","Pacific Gas & Electric Co","CA","Bundled","Investor Owned",0.186574573044725,0.14532942464996701,0.18031265379514499]
[94920,14328,"PG&E","Pacific Gas & Electric Co","CA","Bundled","Investor Owned",0.186574573044725,0.14532942464996701,0.18031265379514499]
[95678,14328,"PG&E","Pacific Gas & Electric Co","CA","Bundled","Investor Owned",0.186574573044725,0.14532942464996701,0.18031265379514499]
[95679,14328,"PG&E","Pacific Gas & Electric Co","CA","Bundled","Investor Owned",0.186574573044725,0.14532942464996701,0.18031265379514499]
[95674,14328,"PG&E","Pacific Gas & Electric Co","CA","Bundled","Investor Owned",0.186574573044725,0.14532942464996701,0.18031265379514499]
[95675,14328,"PG&E","Pacific Gas & Electric Co","CA","Bundled","Investor Owned",0.186574573044725,0.14532942464996701,0.18031265379514499]
[95676,14328,"PG&E","Pacific Gas & Electric Co","CA","Bundled","Investor Owned",0.186574573044725,0.14532942464996701,0.18031265379514499]
[95677,14328,"PG&E","Pacific Gas & Electric Co","CA","Bundled","Investor Owned",0.186574573044725,0.14532942464996701,0.18031265379514499]
[95672,14328,"PG&E","Pacific Gas & Electric Co","CA","Bundled","Investor Owned",0.186574573044725,0.14532942464996701,0.18031265379514499]
[93638,14328,"PG&E","Pacific Gas & Electric Co","CA","Bundled","Investor Owned",0.186574573044725,0.14532942464996701,0.18031265379514499]
[93639,14328,"PG&E","Pacific Gas & Electric Co","CA","Bundled","Investor Owned",0.186574573044725,0.14532942464996701,0.18031265379514499]
[93635,14328,"PG&E","Pacific Gas & Electric Co","CA","Bundled","Investor Owned",0.186574573044725,0.14532942464996701,0.18031265379514499]
[93633,14328,"PG&E","Pacific Gas & Electric Co","CA","Bundled","Investor Owned",0.186574573044725,0.14532942464996701,0.18031265379514499]
[93630,14328,"PG&E","Pacific Gas & Electric Co","CA","Bundled","Investor Owned",0.186574573044725,0.14532942464996701,0.18031265379514499]
[95589,14328,"PG&E","Pacific Gas & Electric Co","CA","Bundled","Investor Owned",0.186574573044725,0.14532942464996701,0.18031265379514499]
[95822,14328,"PG&E","Pacific Gas & Electric Co","CA","Bundled","Investor Owned",0.186574573044725,0.14532942464996701,0.18031265379514499]
[94820,14328,"PG&E","Pacific Gas & Electric Co","CA","Bundled","Investor Owned",0.186574573044725,0.14532942464996701,0.18031265379514499]
[94066,14328,"PG&E","Pacific Gas & Electric Co","CA","Bundled","Investor Owned",0.186574573044725,0.14532942464996701,0.18031265379514499]
[94064,14328,"PG&E","Pacific Gas & Electric Co","CA","Bundled","Investor Owned",0.186574573044725,0.14532942464996701,0.18031265379514499]
[94065,14328,"PG&E","Pacific Gas & Electric Co","CA","Bundled","Investor Owned",0.186574573044725,0.14532942464996701,0.18031265379514499]
[94062,14328,"PG&E","Pacific Gas & Electric Co","CA","Bundled","Investor Owned",0.186574573044725,0.14532942464996701,0.18031265379514499]
[94063,14328,"PG&E","Pacific Gas & Electric Co","CA","Bundled","Investor Owned",0.186574573044725,0.14532942464996701,0.18031265379514499]
[94060,14328,"PG&E","Pacific Gas & Electric Co","CA","Bundled","Investor Owned",0.186574573044725,0.14532942464996701,0.18031265379514499]
[94061,14328,"PG&E","Pacific Gas & Electric Co","CA","Bundled","Investor Owned",0.186574573044725,0.14532942464996701,0.18031265379514499]
[93408,14328,"PG&E","Pacific Gas & Electric Co","CA","Bundled","Investor Owned",0.186574573044725,0.14532942464996701,0.18031265379514499]
[93401,14328,"PG&E","Pacific Gas & Electric Co","CA","Bundled","Investor Owned",0.186574573044725,0.14532942464996701,0.18031265379514499]
[93403,14328,"PG&E","Pacific Gas & Electric Co","CA","Bundled","Investor Owned",0.186574573044725,0.14532942464996701,0.18031265379514499]
[93402,14328,"PG&E","Pacific Gas & Electric Co","CA","Bundled","Investor Owned",0.186574573044725,0.14532942464996701,0.18031265379514499]
[93405,14328,"PG&E","Pacific Gas & Electric Co","CA","Bundled","Investor Owned",0.186574573044725,0.14532942464996701,0.18031265379514499]
[93407,14328,"PG&E","Pacific Gas & Electric Co","CA","Bundled","Investor Owned",0.186574573044725,0.14532942464996701,0.18031265379514499]
[95329,14328,"PG&E","Pacific Gas & Electric Co","CA","Bundled","Investor Owned",0.186574573044725,0.14532942464996701,0.18031265379514499]
[95327,14328,"PG&E","Pacific Gas & Electric Co","CA","Bundled","Investor Owned",0.186574573044725,0.14532942464996701,0.18031265379514499]
[95324,14328,"PG&E","Pacific Gas & Electric Co","CA","Bundled","Investor Owned",0.186574573044725,0.14532942464996701,0.18031265379514499]
[95325,14328,"PG&E","Pacific Gas & Electric Co","CA","Bundled","Investor Owned",0.186574573044725,0.14532942464996701,0.18031265379514499]
[95321,14328,"PG&E","Pacific Gas & Electric Co","CA","Bundled","Investor Owned",0.186574573044725,0.14532942464996701,0.18031265379514499]
[93409,14328,"PG&E","Pacific Gas & Electric Co","CA","Bundled","Investor Owned",0.186574573044725,0.14532942464996701,0.18031265379514499]
[94559,14328,"PG&E","Pacific Gas & Electric Co","CA","Bundled","Investor Owned",0.186574573044725,0.14532942464996701,0.18031265379514499]
[93249,14328,"PG&E","Pacific Gas & Electric Co","CA","Bundled","Investor Owned",0.186574573044725,0.14532942464996701,0.18031265379514499]
[93243,14328,"PG&E","Pacific Gas & Electric Co","CA","Bundled","Investor Owned",0.186574573044725,0.14532942464996701,0.18031265379514499]
[93242,14328,"PG&E","Pacific Gas & Electric Co","CA","Bundled","Investor Owned",0.186574573044725,0.14532942464996701,0.18031265379514499]
[93241,14328,"PG&E","Pacific Gas & Electric Co","CA","Bundled","Investor Owned",0.186574573044725,0.14532942464996701,0.18031265379514499]
[93246,14328,"PG&E","Pacific Gas & Electric Co","CA","Bundled","Investor Owned",0.186574573044725,0.14532942464996701,0.18031265379514499]
[93245,14328,"PG&E","Pacific Gas & Electric Co","CA","Bundled","Investor Owned",0.186574573044725,0.14532942464996701,0.18031265379514499]
[96146,14328,"PG&E","Pacific Gas & Electric Co","CA","Bundled","Investor Owned",0.186574573044725,0.14532942464996701,0.18031265379514499]
[96142,14328,"PG&E","Pacific Gas & Electric Co","CA","Bundled","Investor Owned",0.186574573044725,0.14532942464996701,0.18031265379514499]
[96141,14328,"PG&E","Pacific Gas & Electric Co","CA","Bundled","Investor Owned",0.186574573044725,0.14532942464996701,0.18031265379514499]
[93930,14328,"PG&E","Pacific Gas & Electric Co","CA","Bundled","Investor Owned",0.186574573044725,0.14532942464996701,0.18031265379514499]
[93933,14328,"PG&E","Pacific Gas & Electric Co","CA","Bundled","Investor Owned",0.186574573044725,0.14532942464996701,0.18031265379514499]
[93932,14328,"PG&E","Pacific Gas & Electric Co","CA","Bundled","Investor Owned",0.186574573044725,0.14532942464996701,0.18031265379514499]
[94515,14328,"PG&E","Pacific Gas & Electric Co","CA","Bundled","Investor Owned",0.186574573044725,0.14532942464996701,0.18031265379514499]
[94512,14328,"PG&E","Pacific Gas & Electric Co","CA","Bundled","Investor Owned",0.186574573044725,0.14532942464996701,0.18031265379514499]
[95548,14328,"PG&E","Pacific Gas & Electric Co","CA","Bundled","Investor Owned",0.186574573044725,0.14532942464996701,0.18031265379514499]
[95549,14328,"PG&E","Pacific Gas & Electric Co","CA","Bundled","Investor Owned",0.186574573044725,0.14532942464996701,0.18031265379514499]
[95546,14328,"PG&E","Pacific Gas & Electric Co","CA","Bundled","Investor Owned",0.186574573044725,0.14532942464996701,0.18031265379514499]
[95547,14328,"PG&E","Pacific Gas & Electric Co","CA","Bundled","Investor Owned",0.186574573044725,0.14532942464996701,0.18031265379514499]
[95545,14328,"PG&E","Pacific Gas & Electric Co","CA","Bundled","Investor Owned",0.186574573044725,0.14532942464996701,0.18031265379514499]
[95542,14328,"PG&E","Pacific Gas & Electric Co","CA","Bundled","Investor Owned",0.186574573044725,0.14532942464996701,0.18031265379514499]
[95540,14328,"PG&E","Pacific Gas & Electric Co","CA","Bundled","Investor Owned",0.186574573044725,0.14532942464996701,0.18031265379514499]
[94585,14328,"PG&E","Pacific Gas & Electric Co","CA","Bundled","Investor Owned",0.186574573044725,0.14532942464996701,0.18031265379514499]
[94586,14328,"PG&E","Pacific Gas & Electric Co","CA","Bundled","Investor Owned",0.186574573044725,0.14532942464996701,0.18031265379514499]
[94580,14328,"PG&E","Pacific Gas & Electric Co","CA","Bundled","Investor Owned",0.186574573044725,0.14532942464996701,0.18031265379514499]
[94808,14328,"PG&E","Pacific Gas & Electric Co","CA","Bundled","Investor Owned",0.186574573044725,0.14532942464996701,0.18031265379514499]
[94801,14328,"PG&E","Pacific Gas & Electric Co","CA","Bundled","Investor Owned",0.186574573044725,0.14532942464996701,0.18031265379514499]
[94802,14328,"PG&E","Pacific Gas & Electric Co","CA","Bundled","Investor Owned",0.186574573044725,0.14532942464996701,0.18031265379514499]
[94803,14328,"PG&E","Pacific Gas & Electric Co","CA","Bundled","Investor Owned",0.186574573044725,0.14532942464996701,0.18031265379514499]
[94804,14328,"PG&E","Pacific Gas & Electric Co","CA","Bundled","Investor Owned",0.186574573044725,0.14532942464996701,0.18031265379514499]
[94805,14328,"PG&E","Pacific Gas & Electric Co","CA","Bundled","Investor Owned",0.186574573044725,0.14532942464996701,0.18031265379514499]
[94806,14328,"PG&E","Pacific Gas & Electric Co","CA","Bundled","Investor Owned",0.186574573044725,0.14532942464996701,0.18031265379514499]
[93771,14328,"PG&E","Pacific Gas & Electric Co","CA","Bundled","Investor Owned",0.186574573044725,0.14532942464996701,0.18031265379514499]
[93777,14328,"PG&E","Pacific Gas & Electric Co","CA","Bundled","Investor Owned",0.186574573044725,0.14532942464996701,0.18031265379514499]
[93776,14328,"PG&E","Pacific Gas & Electric Co","CA","Bundled","Investor Owned",0.186574573044725,0.14532942464996701,0.18031265379514499]
[93775,14328,"PG&E","Pacific Gas & Electric Co","CA","Bundled","Investor Owned",0.186574573044725,0.14532942464996701,0.18031265379514499]
[93774,14328,"PG&E","Pacific Gas & Electric Co","CA","Bundled","Investor Owned",0.186574573044725,0.14532942464996701,0.18031265379514499]
[93483,14328,"PG&E","Pacific Gas & Electric Co","CA","Bundled","Investor Owned",0.186574573044725,0.14532942464996701,0.18031265379514499]
[95565,14328,"PG&E","Pacific Gas & Electric Co","CA","Bundled","Investor Owned",0.186574573044725,0.14532942464996701,0.18031265379514499]
[95562,14328,"PG&E","Pacific Gas & Electric Co","CA","Bundled","Investor Owned",0.186574573044725,0.14532942464996701,0.18031265379514499]
[95032,14328,"PG&E","Pacific Gas & Electric Co","CA","Bundled","Investor Owned",0.186574573044725,0.14532942464996701,0.18031265379514499]
[95030,14328,"PG&E","Pacific Gas & Electric Co","CA","Bundled","Investor Owned",0.186574573044725,0.14532942464996701,0.18031265379514499]
[95036,14328,"PG&E","Pacific Gas & Electric Co","CA","Bundled","Investor Owned",0.186574573044725,0.14532942464996701,0.18031265379514499]
[95037,14328,"PG&E","Pacific Gas & Electric Co","CA","Bundled","Investor Owned",0.186574573044725,0.14532942464996701,0.18031265379514499]
[95699,14328,"PG&E","Pacific Gas & Electric Co","CA","Bundled","Investor Owned",0.186574573044725,0.14532942464996701,0.18031265379514499]
[94659,14328,"PG&E","Pacific Gas & Electric Co","CA","Bundled","Investor Owned",0.186574573044725,0.14532942464996701,0.18031265379514499]
[93529,14328,"PG&E","Pacific Gas & Electric Co","CA","Bundled","Investor Owned",0.186574573044725,0.14532942464996701,0.18031265379514499]
[93526,14328,"PG&E","Pacific Gas & Electric Co","CA","Bundled","Investor Owned",0.186574573044725,0.14532942464996701,0.18031265379514499]
[94710,14328,"PG&E","Pacific Gas & Electric Co","CA","Bundled","Investor Owned",0.186574573044725,0.14532942464996701,0.18031265379514499]
[94712,14328,"PG&E","Pacific Gas & Electric Co","CA","Bundled","Investor Owned",0.186574573044725,0.14532942464996701,0.18031265379514499]
[95043,14328,"PG&E","Pacific Gas & Electric Co","CA","Bundled","Investor Owned",0.186574573044725,0.14532942464996701,0.18031265379514499]
[95042,14328,"PG&E","Pacific Gas & Electric Co","CA","Bundled","Investor Owned",0.186574573044725,0.14532942464996701,0.18031265379514499]
[95041,14328,"PG&E","Pacific Gas & Electric Co","CA","Bundled","Investor Owned",0.186574573044725,0.14532942464996701,0.18031265379514499]
[95046,14328,"PG&E","Pacific Gas & Electric Co","CA","Bundled","Investor Owned",0.186574573044725,0.14532942464996701,0.18031265379514499]
[95045,14328,"PG&E","Pacific Gas & Electric Co","CA","Bundled","Investor Owned",0.186574573044725,0.14532942464996701,0.18031265379514499]
[95044,14328,"PG&E","Pacific Gas & Electric Co","CA","Bundled","Investor Owned",0.186574573044725,0.14532942464996701,0.18031265379514499]
[96020,14328,"PG&E","Pacific Gas & Electric Co","CA","Bundled","Investor Owned",0.186574573044725,0.14532942464996701,0.18031265379514499]
[96021,14328,"PG&E","Pacific Gas & Electric Co","CA","Bundled","Investor Owned",0.186574573044725,0.14532942464996701,0.18031265379514499]
[96022,14328,"PG&E","Pacific Gas & Electric Co","CA","Bundled","Investor Owned",0.186574573044725,0.14532942464996701,0.18031265379514499]
[96024,14328,"PG&E","Pacific Gas & Electric Co","CA","Bundled","Investor Owned",0.186574573044725,0.14532942464996701,0.18031265379514499]
[96028,14328,"PG&E","Pacific Gas & Electric Co","CA","Bundled","Investor Owned",0.186574573044725,0.14532942464996701,0.18031265379514499]
[96029,14328,"PG&E","Pacific Gas & Electric Co","CA","Bundled","Investor Owned",0.186574573044725,0.14532942464996701,0.18031265379514499]
[93314,14328,"PG&E","Pacific Gas & Electric Co","CA","Bundled","Investor Owned",0.186574573044725,0.14532942464996701,0.18031265379514499]
[93311,14328,"PG&E","Pacific Gas & Electric Co","CA","Bundled","Investor Owned",0.186574573044725,0.14532942464996701,0.18031265379514499]
[93313,14328,"PG&E","Pacific Gas & Electric Co","CA","Bundled","Investor Owned",0.186574573044725,0.14532942464996701,0.18031265379514499]
[93312,14328,"PG&E","Pacific Gas & Electric Co","CA","Bundled","Investor Owned",0.186574573044725,0.14532942464996701,0.18031265379514499]
[95534,14328,"PG&E","Pacific Gas & Electric Co","CA","Bundled","Investor Owned",0.186574573044725,0.14532942464996701,0.18031265379514499]
[93602,14328,"PG&E","Pacific Gas & Electric Co","CA","Bundled","Investor Owned",0.186574573044725,0.14532942464996701,0.18031265379514499]
[93601,14328,"PG&E","Pacific Gas & Electric Co","CA","Bundled","Investor Owned",0.186574573044725,0.14532942464996701,0.18031265379514499]
[94529,14328,"PG&E","Pacific Gas & Electric Co","CA","Bundled","Investor Owned",0.186574573044725,0.14532942464996701,0.18031265379514499]
[94528,14328,"PG&E","Pacific Gas & Electric Co","CA","Bundled","Investor Owned",0.186574573044725,0.14532942464996701,0.18031265379514499]
[94523,14328,"PG&E","Pacific Gas & Electric Co","CA","Bundled","Investor Owned",0.186574573044725,0.14532942464996701,0.18031265379514499]
[94521,14328,"PG&E","Pacific Gas & Electric Co","CA","Bundled","Investor Owned",0.186574573044725,0.14532942464996701,0.18031265379514499]
[94520,14328,"PG&E","Pacific Gas & Electric Co","CA","Bundled","Investor Owned",0.186574573044725,0.14532942464996701,0.18031265379514499]
[94526,14328,"PG&E","Pacific Gas & Electric Co","CA","Bundled","Investor Owned",0.186574573044725,0.14532942464996701,0.18031265379514499]
[94525,14328,"PG&E","Pacific Gas & Electric Co","CA","Bundled","Investor Owned",0.186574573044725,0.14532942464996701,0.18031265379514499]
[94524,14328,"PG&E","Pacific Gas & Electric Co","CA","Bundled","Investor Owned",0.186574573044725,0.14532942464996701,0.18031265379514499]
[95942,14328,"PG&E","Pacific Gas & Electric Co","CA","Bundled","Investor Owned",0.186574573044725,0.14532942464996701,0.18031265379514499]
[95943,14328,"PG&E","Pacific Gas & Electric Co","CA","Bundled","Investor Owned",0.186574573044725,0.14532942464996701,0.18031265379514499]
[95940,14328,"PG&E","Pacific Gas & Electric Co","CA","Bundled","Investor Owned",0.186574573044725,0.14532942464996701,0.18031265379514499]
[95941,14328,"PG&E","Pacific Gas & Electric Co","CA","Bundled","Investor Owned",0.186574573044725,0.14532942464996701,0.18031265379514499]
[95946,14328,"PG&E","Pacific Gas & Electric Co","CA","Bundled","Investor Owned",0.186574573044725,0.14532942464996701,0.18031265379514499]
[95947,14328,"PG&E","Pacific Gas & Electric Co","CA","Bundled","Investor Owned",0.186574573044725,0.14532942464996701,0.18031265379514499]
[95944,14328,"PG&E","Pacific Gas & Electric Co","CA","Bundled","Investor Owned",0.186574573044725,0.14532942464996701,0.18031265379514499]
[95945,14328,"PG&E","Pacific Gas & Electric Co","CA","Bundled","Investor Owned",0.186574573044725,0.14532942464996701,0.18031265379514499]
[95948,14328,"PG&E","Pacific Gas & Electric Co","CA","Bundled","Investor Owned",0.186574573044725,0.14532942464996701,0.18031265379514499]
[95949,14328,"PG&E","Pacific Gas & Electric Co","CA","Bundled","Investor Owned",0.186574573044725,0.14532942464996701,0.18031265379514499]
[94309,14328,"PG&E","Pacific Gas & Electric Co","CA","Bundled","Investor Owned",0.186574573044725,0.14532942464996701,0.18031265379514499]
[94303,14328,"PG&E","Pacific Gas & Electric Co","CA","Bundled","Investor Owned",0.186574573044725,0.14532942464996701,0.18031265379514499]
[94301,14328,"PG&E","Pacific Gas & Electric Co","CA","Bundled","Investor Owned",0.186574573044725,0.14532942464996701,0.18031265379514499]
[94306,14328,"PG&E","Pacific Gas & Electric Co","CA","Bundled","Investor Owned",0.186574573044725,0.14532942464996701,0.18031265379514499]
[94305,14328,"PG&E","Pacific Gas & Electric Co","CA","Bundled","Investor Owned",0.186574573044725,0.14532942464996701,0.18031265379514499]
[94304,14328,"PG&E","Pacific Gas & Electric Co","CA","Bundled","Investor Owned",0.186574573044725,0.14532942464996701,0.18031265379514499]
[94970,14328,"PG&E","Pacific Gas & Electric Co","CA","Bundled","Investor Owned",0.186574573044725,0.14532942464996701,0.18031265379514499]
[94971,14328,"PG&E","Pacific Gas & Electric Co","CA","Bundled","Investor Owned",0.186574573044725,0.14532942464996701,0.18031265379514499]
[94972,14328,"PG&E","Pacific Gas & Electric Co","CA","Bundled","Investor Owned",0.186574573044725,0.14532942464996701,0.18031265379514499]
[94973,14328,"PG&E","Pacific Gas & Electric Co","CA","Bundled","Investor Owned",0.186574573044725,0.14532942464996701,0.18031265379514499]
[94978,14328,"PG&E","Pacific Gas & Electric Co","CA","Bundled","Investor Owned",0.186574573044725,0.14532942464996701,0.18031265379514499]
[94979,14328,"PG&E","Pacific Gas & Electric Co","CA","Bundled","Investor Owned",0.186574573044725,0.14532942464996701,0.18031265379514499]
[94112,14328,"PG&E","Pacific Gas & Electric Co","CA","Bundled","Investor Owned",0.186574573044725,0.14532942464996701,0.18031265379514499]
[95645,14328,"PG&E","Pacific Gas & Electric Co","CA","Bundled","Investor Owned",0.186574573044725,0.14532942464996701,0.18031265379514499]
[95646,14328,"PG&E","Pacific Gas & Electric Co","CA","Bundled","Investor Owned",0.186574573044725,0.14532942464996701,0.18031265379514499]
[95641,14328,"PG&E","Pacific Gas & Electric Co","CA","Bundled","Investor Owned",0.186574573044725,0.14532942464996701,0.18031265379514499]
[95640,14328,"PG&E","Pacific Gas & Electric Co","CA","Bundled","Investor Owned",0.186574573044725,0.14532942464996701,0.18031265379514499]
[95642,14328,"PG&E","Pacific Gas & Electric Co","CA","Bundled","Investor Owned",0.186574573044725,0.14532942464996701,0.18031265379514499]
[95648,14328,"PG&E","Pacific Gas & Electric Co","CA","Bundled","Investor Owned",0.186574573044725,0.14532942464996701,0.18031265379514499]
[94497,14328,"PG&E","Pacific Gas & Electric Co","CA","Bundled","Investor Owned",0.186574573044725,0.14532942464996701,0.18031265379514499]
[93390,14328,"PG&E","Pacific Gas & Electric Co","CA","Bundled","Investor Owned",0.186574573044725,0.14532942464996701,0.18031265379514499]
[95252,14328,"PG&E","Pacific Gas & Electric Co","CA","Bundled","Investor Owned",0.186574573044725,0.14532942464996701,0.18031265379514499]
[95253,14328,"PG&E","Pacific Gas & Electric Co","CA","Bundled","Investor Owned",0.186574573044725,0.14532942464996701,0.18031265379514499]
[95251,14328,"PG&E","Pacific Gas & Electric Co","CA","Bundled","Investor Owned",0.186574573044725,0.14532942464996701,0.18031265379514499]
[95257,14328,"PG&E","Pacific Gas & Electric Co","CA","Bundled","Investor Owned",0.186574573044725,0.14532942464996701,0.18031265379514499]
[95254,14328,"PG&E","Pacific Gas & Electric Co","CA","Bundled","Investor Owned",0.186574573044725,0.14532942464996701,0.18031265379514499]
[95255,14328,"PG&E","Pacific Gas & Electric Co","CA","Bundled","Investor Owned",0.186574573044725,0.14532942464996701,0.18031265379514499]
[95258,14328,"PG&E","Pacific Gas & Electric Co","CA","Bundled","Investor Owned",0.186574573044725,0.14532942464996701,0.18031265379514499]
[93844,14328,"PG&E","Pacific Gas & Electric Co","CA","Bundled","Investor Owned",0.186574573044725,0.14532942464996701,0.18031265379514499]
[93456,14328,"PG&E","Pacific Gas & Electric Co","CA","Bundled","Investor Owned",0.186574573044725,0.14532942464996701,0.18031265379514499]
[93457,14328,"PG&E","Pacific Gas & Electric Co","CA","Bundled","Investor Owned",0.186574573044725,0.14532942464996701,0.18031265379514499]
[93454,14328,"PG&E","Pacific Gas & Electric Co","CA","Bundled","Investor Owned",0.186574573044725,0.14532942464996701,0.18031265379514499]
[93455,14328,"PG&E","Pacific Gas & Electric Co","CA","Bundled","Investor Owned",0.186574573044725,0.14532942464996701,0.18031265379514499]
[93452,14328,"PG&E","Pacific Gas & Electric Co","CA","Bundled","Investor Owned",0.186574573044725,0.14532942464996701,0.18031265379514499]
[93453,14328,"PG&E","Pacific Gas & Electric Co","CA","Bundled","Investor Owned",0.186574573044725,0.14532942464996701,0.18031265379514499]
[93450,14328,"PG&E","Pacific Gas & Electric Co","CA","Bundled","Investor Owned",0.186574573044725,0.14532942464996701,0.18031265379514499]
[93451,14328,"PG&E","Pacific Gas & Electric Co","CA","Bundled","Investor Owned",0.186574573044725,0.14532942464996701,0.18031265379514499]
[93458,14328,"PG&E","Pacific Gas & Electric Co","CA","Bundled","Investor Owned",0.186574573044725,0.14532942464996701,0.18031265379514499]
[95472,14328,"PG&E","Pacific Gas & Electric Co","CA","Bundled","Investor Owned",0.186574573044725,0.14532942464996701,0.18031265379514499]
[95473,14328,"PG&E","Pacific Gas & Electric Co","CA","Bundled","Investor Owned",0.186574573044725,0.14532942464996701,0.18031265379514499]
[95470,14328,"PG&E","Pacific Gas & Electric Co","CA","Bundled","Investor Owned",0.186574573044725,0.14532942464996701,0.18031265379514499]
[95471,14328,"PG&E","Pacific Gas & Electric Co","CA","Bundled","Investor Owned",0.186574573044725,0.14532942464996701,0.18031265379514499]
[95476,14328,"PG&E","Pacific Gas & Electric Co","CA","Bundled","Investor Owned",0.186574573044725,0.14532942464996701,0.18031265379514499]
[94404,14328,"PG&E","Pacific Gas & Electric Co","CA","Bundled","Investor Owned",0.186574573044725,0.14532942464996701,0.18031265379514499]
[94401,14328,"PG&E","Pacific Gas & Electric Co","CA","Bundled","Investor Owned",0.186574573044725,0.14532942464996701,0.18031265379514499]
[94402,14328,"PG&E","Pacific Gas & Electric Co","CA","Bundled","Investor Owned",0.186574573044725,0.14532942464996701,0.18031265379514499]
[94403,14328,"PG&E","Pacific Gas & Electric Co","CA","Bundled","Investor Owned",0.186574573044725,0.14532942464996701,0.18031265379514499]
[94557,14328,"PG&E","Pacific Gas & Electric Co","CA","Bundled","Investor Owned",0.186574573044725,0.14532942464996701,0.18031265379514499]
[93750,14328,"PG&E","Pacific Gas & Electric Co","CA","Bundled","Investor Owned",0.186574573044725,0.14532942464996701,0.18031265379514499]
[94558,14328,"PG&E","Pacific Gas & Electric Co","CA","Bundled","Investor Owned",0.186574573044725,0.14532942464996701,0.18031265379514499]
[93291,14328,"PG&E","Pacific Gas & Electric Co","CA","Bundled","Investor Owned",0.186574573044725,0.14532942464996701,0.18031265379514499]
[93292,14328,"PG&E","Pacific Gas & Electric Co","CA","Bundled","Investor Owned",0.186574573044725,0.14532942464996701,0.18031265379514499]
[96118,14328,"PG&E","Pacific Gas & Electric Co","CA","Bundled","Investor Owned",0.186574573044725,0.14532942464996701,0.18031265379514499]
[96119,14328,"PG&E","Pacific Gas & Electric Co","CA","Bundled","Investor Owned",0.186574573044725,0.14532942464996701,0.18031265379514499]
[96114,14328,"PG&E","Pacific Gas & Electric Co","CA","Bundled","Investor Owned",0.186574573044725,0.14532942464996701,0.18031265379514499]
[95205,14328,"PG&E","Pacific Gas & Electric Co","CA","Bundled","Investor Owned",0.186574573044725,0.14532942464996701,0.18031265379514499]
[95206,14328,"PG&E","Pacific Gas & Electric Co","CA","Bundled","Investor Owned",0.186574573044725,0.14532942464996701,0.18031265379514499]
[95201,14328,"PG&E","Pacific Gas & Electric Co","CA","Bundled","Investor Owned",0.186574573044725,0.14532942464996701,0.18031265379514499]
[95203,14328,"PG&E","Pacific Gas & Electric Co","CA","Bundled","Investor Owned",0.186574573044725,0.14532942464996701,0.18031265379514499]
[95202,14328,"PG&E","Pacific Gas & Electric Co","CA","Bundled","Investor Owned",0.186574573044725,0.14532942464996701,0.18031265379514499]
[93649,14328,"PG&E","Pacific Gas & Electric Co","CA","Bundled","Investor Owned",0.186574573044725,0.14532942464996701,0.18031265379514499]
[93648,14328,"PG&E","Pacific Gas & Electric Co","CA","Bundled","Investor Owned",0.186574573044725,0.14532942464996701,0.18031265379514499]
[93647,14328,"PG&E","Pacific Gas & Electric Co","CA","Bundled","Investor Owned",0.186574573044725,0.14532942464996701,0.18031265379514499]
[93646,14328,"PG&E","Pacific Gas & Electric Co","CA","Bundled","Investor Owned",0.186574573044725,0.14532942464996701,0.18031265379514499]
[93645,14328,"PG&E","Pacific Gas & Electric Co","CA","Bundled","Investor Owned",0.186574573044725,0.14532942464996701,0.18031265379514499]
[93644,14328,"PG&E","Pacific Gas & Electric Co","CA","Bundled","Investor Owned",0.186574573044725,0.14532942464996701,0.18031265379514499]
[93643,14328,"PG&E","Pacific Gas & Electric Co","CA","Bundled","Investor Owned",0.186574573044725,0.14532942464996701,0.18031265379514499]
[93642,14328,"PG&E","Pacific Gas & Electric Co","CA","Bundled","Investor Owned",0.186574573044725,0.14532942464996701,0.18031265379514499]
[93641,14328,"PG&E","Pacific Gas & Electric Co","CA","Bundled","Investor Owned",0.186574573044725,0.14532942464996701,0.18031265379514499]
[93640,14328,"PG&E","Pacific Gas & Electric Co","CA","Bundled","Investor Owned",0.186574573044725,0.14532942464996701,0.18031265379514499]
[94017,14328,"PG&E","Pacific Gas & Electric Co","CA","Bundled","Investor Owned",0.186574573044725,0.14532942464996701,0.18031265379514499]
[94015,14328,"PG&E","Pacific Gas & Electric Co","CA","Bundled","Investor Owned",0.186574573044725,0.14532942464996701,0.18031265379514499]
[94014,14328,"PG&E","Pacific Gas & Electric Co","CA","Bundled","Investor Owned",0.186574573044725,0.14532942464996701,0.18031265379514499]
[94011,14328,"PG&E","Pacific Gas & Electric Co","CA","Bundled","Investor Owned",0.186574573044725,0.14532942464996701,0.18031265379514499]
[94010,14328,"PG&E","Pacific Gas & Electric Co","CA","Bundled","Investor Owned",0.186574573044725,0.14532942464996701,0.18031265379514499]
[94019,14328,"PG&E","Pacific Gas & Electric Co","CA","Bundled","Investor Owned",0.186574573044725,0.14532942464996701,0.18031265379514499]
[94018,14328,"PG&E","Pacific Gas & Electric Co","CA","Bundled","Investor Owned",0.186574573044725,0.14532942464996701,0.18031265379514499]
[95765,14328,"PG&E","Pacific Gas & Electric Co","CA","Bundled","Investor Owned",0.186574573044725,0.14532942464996701,0.18031265379514499]
[95762,14328,"PG&E","Pacific Gas & Electric Co","CA","Bundled","Investor Owned",0.186574573044725,0.14532942464996701,0.18031265379514499]
[94964,14328,"PG&E","Pacific Gas & Electric Co","CA","Bundled","Investor Owned",0.186574573044725,0.14532942464996701,0.18031265379514499]
[95358,14328,"PG&E","Pacific Gas & Electric Co","CA","Bundled","Investor Owned",0.186574573044725,0.14532942464996701,0.18031265379514499]
[95357,14328,"PG&E","Pacific Gas & Electric Co","CA","Bundled","Investor Owned",0.186574573044725,0.14532942464996701,0.18031265379514499]
[95356,14328,"PG&E","Pacific Gas & Electric Co","CA","Bundled","Investor Owned",0.186574573044725,0.14532942464996701,0.18031265379514499]
[93219,14328,"PG&E","Pacific Gas & Electric Co","CA","Bundled","Investor Owned",0.186574573044725,0.14532942464996701,0.18031265379514499]
[93210,14328,"PG&E","Pacific Gas & Electric Co","CA","Bundled","Investor Owned",0.186574573044725,0.14532942464996701,0.18031265379514499]
[93212,14328,"PG&E","Pacific Gas & Electric Co","CA","Bundled","Investor Owned",0.186574573044725,0.14532942464996701,0.18031265379514499]
[93215,14328,"PG&E","Pacific Gas & Electric Co","CA","Bundled","Investor Owned",0.186574573044725,0.14532942464996701,0.18031265379514499]
[93962,14328,"PG&E","Pacific Gas & Electric Co","CA","Bundled","Investor Owned",0.186574573044725,0.14532942464996701,0.18031265379514499]
[93960,14328,"PG&E","Pacific Gas & Electric Co","CA","Bundled","Investor Owned",0.186574573044725,0.14532942464996701,0.18031265379514499]
[94606,14328,"PG&E","Pacific Gas & Electric Co","CA","Bundled","Investor Owned",0.186574573044725,0.14532942464996701,0.18031265379514499]
[94607,14328,"PG&E","Pacific Gas & Electric Co","CA","Bundled","Investor Owned",0.186574573044725,0.14532942464996701,0.18031265379514499]
[94604,14328,"PG&E","Pacific Gas & Electric Co","CA","Bundled","Investor Owned",0.186574573044725,0.14532942464996701,0.18031265379514499]
[94602,14328,"PG&E","Pacific Gas & Electric Co","CA","Bundled","Investor Owned",0.186574573044725,0.14532942464996701,0.18031265379514499]
[94603,14328,"PG&E","Pacific Gas & Electric Co","CA","Bundled","Investor Owned",0.186574573044725,0.14532942464996701,0.18031265379514499]
[94601,14328,"PG&E","Pacific Gas & Electric Co","CA","Bundled","Investor Owned",0.186574573044725,0.14532942464996701,0.18031265379514499]
[95537,14328,"PG&E","Pacific Gas & Electric Co","CA","Bundled","Investor Owned",0.186574573044725,0.14532942464996701,0.18031265379514499]
[95536,14328,"PG&E","Pacific Gas & Electric Co","CA","Bundled","Investor Owned",0.186574573044725,0.14532942464996701,0.18031265379514499]
[94720,14328,"PG&E","Pacific Gas & Electric Co","CA","Bundled","Investor Owned",0.186574573044725,0.14532942464996701,0.18031265379514499]
[96007,14328,"PG&E","Pacific Gas & Electric Co","CA","Bundled","Investor Owned",0.186574573044725,0.14532942464996701,0.18031265379514499]
[96019,14328,"PG&E","Pacific Gas & Electric Co","CA","Bundled","Investor Owned",0.186574573044725,0.14532942464996701,0.18031265379514499]
[96016,14328,"PG&E","Pacific Gas & Electric Co","CA","Bundled","Investor Owned",0.186574573044725,0.14532942464996701,0.18031265379514499]
[93728,14328,"PG&E","Pacific Gas & Electric Co","CA","Bundled","Investor Owned",0.186574573044725,0.14532942464996701,0.18031265379514499]
[93722,14328,"PG&E","Pacific Gas & Electric Co","CA","Bundled","Investor Owned",0.186574573044725,0.14532942464996701,0.18031265379514499]
[93723,14328,"PG&E","Pacific Gas & Electric Co","CA","Bundled","Investor Owned",0.186574573044725,0.14532942464996701,0.18031265379514499]
[93724,14328,"PG&E","Pacific Gas & Electric Co","CA","Bundled","Investor Owned",0.186574573044725,0.14532942464996701,0.18031265379514499]
[93725,14328,"PG&E","Pacific Gas & Electric Co","CA","Bundled","Investor Owned",0.186574573044725,0.14532942464996701,0.18031265379514499]
[93726,14328,"PG&E","Pacific Gas & Electric Co","CA","Bundled","Investor Owned",0.186574573044725,0.14532942464996701,0.18031265379514499]
[93727,14328,"PG&E","Pacific Gas & Electric Co","CA","Bundled","Investor Owned",0.186574573044725,0.14532942464996701,0.18031265379514499]
[95521,14328,"PG&E","Pacific Gas & Electric Co","CA","Bundled","Investor Owned",0.186574573044725,0.14532942464996701,0.18031265379514499]
[95939,14328,"PG&E","Pacific Gas & Electric Co","CA","Bundled","Investor Owned",0.186574573044725,0.14532942464996701,0.18031265379514499]
[95938,14328,"PG&E","Pacific Gas & Electric Co","CA","Bundled","Investor Owned",0.186574573044725,0.14532942464996701,0.18031265379514499]
[95932,14328,"PG&E","Pacific Gas & Electric Co","CA","Bundled","Investor Owned",0.186574573044725,0.14532942464996701,0.18031265379514499]
[95930,14328,"PG&E","Pacific Gas & Electric Co","CA","Bundled","Investor Owned",0.186574573044725,0.14532942464996701,0.18031265379514499]
[95937,14328,"PG&E","Pacific Gas & Electric Co","CA","Bundled","Investor Owned",0.186574573044725,0.14532942464996701,0.18031265379514499]
[95936,14328,"PG&E","Pacific Gas & Electric Co","CA","Bundled","Investor Owned",0.186574573044725,0.14532942464996701,0.18031265379514499]
[95935,14328,"PG&E","Pacific Gas & Electric Co","CA","Bundled","Investor Owned",0.186574573044725,0.14532942464996701,0.18031265379514499]
[95934,14328,"PG&E","Pacific Gas & Electric Co","CA","Bundled","Investor Owned",0.186574573044725,0.14532942464996701,0.18031265379514499]
[95425,14328,"PG&E","Pacific Gas & Electric Co","CA","Bundled","Investor Owned",0.186574573044725,0.14532942464996701,0.18031265379514499]
[95424,14328,"PG&E","Pacific Gas & Electric Co","CA","Bundled","Investor Owned",0.186574573044725,0.14532942464996701,0.18031265379514499]
[95482,14328,"PG&E","Pacific Gas & Electric Co","CA","Bundled","Investor Owned",0.186574573044725,0.14532942464996701,0.18031265379514499]
[95481,14328,"PG&E","Pacific Gas & Electric Co","CA","Bundled","Investor Owned",0.186574573044725,0.14532942464996701,0.18031265379514499]
[95480,14328,"PG&E","Pacific Gas & Electric Co","CA","Bundled","Investor Owned",0.186574573044725,0.14532942464996701,0.18031265379514499]
[95487,14328,"PG&E","Pacific Gas & Electric Co","CA","Bundled","Investor Owned",0.186574573044725,0.14532942464996701,0.18031265379514499]
[95486,14328,"PG&E","Pacific Gas & Electric Co","CA","Bundled","Investor Owned",0.186574573044725,0.14532942464996701,0.18031265379514499]
[95485,14328,"PG&E","Pacific Gas & Electric Co","CA","Bundled","Investor Owned",0.186574573044725,0.14532942464996701,0.18031265379514499]
[95488,14328,"PG&E","Pacific Gas & Electric Co","CA","Bundled","Investor Owned",0.186574573044725,0.14532942464996701,0.18031265379514499]
[95159,14328,"PG&E","Pacific Gas & Electric Co","CA","Bundled","Investor Owned",0.186574573044725,0.14532942464996701,0.18031265379514499]
[95158,14328,"PG&E","Pacific Gas & Electric Co","CA","Bundled","Investor Owned",0.186574573044725,0.14532942464996701,0.18031265379514499]
[95152,14328,"PG&E","Pacific Gas & Electric Co","CA","Bundled","Investor Owned",0.186574573044725,0.14532942464996701,0.18031265379514499]
[95157,14328,"PG&E","Pacific Gas & Electric Co","CA","Bundled","Investor Owned",0.186574573044725,0.14532942464996701,0.18031265379514499]
[95156,14328,"PG&E","Pacific Gas & Electric Co","CA","Bundled","Investor Owned",0.186574573044725,0.14532942464996701,0.18031265379514499]
[95010,14328,"PG&E","Pacific Gas & Electric Co","CA","Bundled","Investor Owned",0.186574573044725,0.14532942464996701,0.18031265379514499]
[95011,14328,"PG&E","Pacific Gas & Electric Co","CA","Bundled","Investor Owned",0.186574573044725,0.14532942464996701,0.18031265379514499]
[95012,14328,"PG&E","Pacific Gas & Electric Co","CA","Bundled","Investor Owned",0.186574573044725,0.14532942464996701,0.18031265379514499]
[95013,14328,"PG&E","Pacific Gas & Electric Co","CA","Bundled","Investor Owned",0.186574573044725,0.14532942464996701,0.18031265379514499]
[95017,14328,"PG&E","Pacific Gas & Electric Co","CA","Bundled","Investor Owned",0.186574573044725,0.14532942464996701,0.18031265379514499]
[94949,14328,"PG&E","Pacific Gas & Electric Co","CA","Bundled","Investor Owned",0.186574573044725,0.14532942464996701,0.18031265379514499]
[94948,14328,"PG&E","Pacific Gas & Electric Co","CA","Bundled","Investor Owned",0.186574573044725,0.14532942464996701,0.18031265379514499]
[94945,14328,"PG&E","Pacific Gas & Electric Co","CA","Bundled","Investor Owned",0.186574573044725,0.14532942464996701,0.18031265379514499]
[94947,14328,"PG&E","Pacific Gas & Electric Co","CA","Bundled","Investor Owned",0.186574573044725,0.14532942464996701,0.18031265379514499]
[94946,14328,"PG&E","Pacific Gas & Electric Co","CA","Bundled","Investor Owned",0.186574573044725,0.14532942464996701,0.18031265379514499]
[94941,14328,"PG&E","Pacific Gas & Electric Co","CA","Bundled","Investor Owned",0.186574573044725,0.14532942464996701,0.18031265379514499]
[94940,14328,"PG&E","Pacific Gas & Electric Co","CA","Bundled","Investor Owned",0.186574573044725,0.14532942464996701,0.18031265379514499]
[94942,14328,"PG&E","Pacific Gas & Electric Co","CA","Bundled","Investor Owned",0.186574573044725,0.14532942464996701,0.18031265379514499]
[96090,14328,"PG&E","Pacific Gas & Electric Co","CA","Bundled","Investor Owned",0.186574573044725,0.14532942464996701,0.18031265379514499]
[96092,14328,"PG&E","Pacific Gas & Electric Co","CA","Bundled","Investor Owned",0.186574573044725,0.14532942464996701,0.18031265379514499]
[96095,14328,"PG&E","Pacific Gas & Electric Co","CA","Bundled","Investor Owned",0.186574573044725,0.14532942464996701,0.18031265379514499]
[96096,14328,"PG&E","Pacific Gas & Electric Co","CA","Bundled","Investor Owned",0.186574573044725,0.14532942464996701,0.18031265379514499]
[96099,14328,"PG&E","Pacific Gas & Electric Co","CA","Bundled","Investor Owned",0.186574573044725,0.14532942464996701,0.18031265379514499]
[95108,14328,"PG&E","Pacific Gas & Electric Co","CA","Bundled","Investor Owned",0.186574573044725,0.14532942464996701,0.18031265379514499]
[95109,14328,"PG&E","Pacific Gas & Electric Co","CA","Bundled","Investor Owned",0.186574573044725,0.14532942464996701,0.18031265379514499]
[94578,14328,"PG&E","Pacific Gas & Electric Co","CA","Bundled","Investor Owned",0.186574573044725,0.14532942464996701,0.18031265379514499]
[94579,14328,"PG&E","Pacific Gas & Electric Co","CA","Bundled","Investor Owned",0.186574573044725,0.14532942464996701,0.18031265379514499]
[94570,14328,"PG&E","Pacific Gas & Electric Co","CA","Bundled","Investor Owned",0.186574573044725,0.14532942464996701,0.18031265379514499]
[94571,14328,"PG&E","Pacific Gas & Electric Co","CA","Bundled","Investor Owned",0.186574573044725,0.14532942464996701,0.18031265379514499]
[94572,14328,"PG&E","Pacific Gas & Electric Co","CA","Bundled","Investor Owned",0.186574573044725,0.14532942464996701,0.18031265379514499]
[94573,14328,"PG&E","Pacific Gas & Electric Co","CA","Bundled","Investor Owned",0.186574573044725,0.14532942464996701,0.18031265379514499]
[94574,14328,"PG&E","Pacific Gas & Electric Co","CA","Bundled","Investor Owned",0.186574573044725,0.14532942464996701,0.18031265379514499]
[94575,14328,"PG&E","Pacific Gas & Electric Co","CA","Bundled","Investor Owned",0.186574573044725,0.14532942464996701,0.18031265379514499]
[94576,14328,"PG&E","Pacific Gas & Electric Co","CA","Bundled","Investor Owned",0.186574573044725,0.14532942464996701,0.18031265379514499]
[94577,14328,"PG&E","Pacific Gas & Electric Co","CA","Bundled","Investor Owned",0.186574573044725,0.14532942464996701,0.18031265379514499]
[95229,14328,"PG&E","Pacific Gas & Electric Co","CA","Bundled","Investor Owned",0.186574573044725,0.14532942464996701,0.18031265379514499]
[95223,14328,"PG&E","Pacific Gas & Electric Co","CA","Bundled","Investor Owned",0.186574573044725,0.14532942464996701,0.18031265379514499]
[95222,14328,"PG&E","Pacific Gas & Electric Co","CA","Bundled","Investor Owned",0.186574573044725,0.14532942464996701,0.18031265379514499]
[95221,14328,"PG&E","Pacific Gas & Electric Co","CA","Bundled","Investor Owned",0.186574573044725,0.14532942464996701,0.18031265379514499]
[95227,14328,"PG&E","Pacific Gas & Electric Co","CA","Bundled","Investor Owned",0.186574573044725,0.14532942464996701,0.18031265379514499]
[95226,14328,"PG&E","Pacific Gas & Electric Co","CA","Bundled","Investor Owned",0.186574573044725,0.14532942464996701,0.18031265379514499]
[95225,14328,"PG&E","Pacific Gas & Electric Co","CA","Bundled","Investor Owned",0.186574573044725,0.14532942464996701,0.18031265379514499]
[95224,14328,"PG&E","Pacific Gas & Electric Co","CA","Bundled","Investor Owned",0.186574573044725,0.14532942464996701,0.18031265379514499]
[93105,14328,"PG&E","Pacific Gas & Electric Co","CA","Bundled","Investor Owned",0.186574573044725,0.14532942464996701,0.18031265379514499]
[94088,14328,"PG&E","Pacific Gas & Electric Co","CA","Bundled","Investor Owned",0.186574573044725,0.14532942464996701,0.18031265379514499]
[94089,14328,"PG&E","Pacific Gas & Electric Co","CA","Bundled","Investor Owned",0.186574573044725,0.14532942464996701,0.18031265379514499]
[94510,14328,"PG&E","Pacific Gas & Electric Co","CA","Bundled","Investor Owned",0.186574573044725,0.14532942464996701,0.18031265379514499]
[95409,14328,"PG&E","Pacific Gas & Electric Co","CA","Bundled","Investor Owned",0.186574573044725,0.14532942464996701,0.18031265379514499]
[95403,14328,"PG&E","Pacific Gas & Electric Co","CA","Bundled","Investor Owned",0.186574573044725,0.14532942464996701,0.18031265379514499]
[95402,14328,"PG&E","Pacific Gas & Electric Co","CA","Bundled","Investor Owned",0.186574573044725,0.14532942464996701,0.18031265379514499]
[95401,14328,"PG&E","Pacific Gas & Electric Co","CA","Bundled","Investor Owned",0.186574573044725,0.14532942464996701,0.18031265379514499]
[95407,14328,"PG&E","Pacific Gas & Electric Co","CA","Bundled","Investor Owned",0.186574573044725,0.14532942464996701,0.18031265379514499]
[95406,14328,"PG&E","Pacific Gas & Electric Co","CA","Bundled","Investor Owned",0.186574573044725,0.14532942464996701,0.18031265379514499]
[95405,14328,"PG&E","Pacific Gas & Electric Co","CA","Bundled","Investor Owned",0.186574573044725,0.14532942464996701,0.18031265379514499]
[95388,14328,"PG&E","Pacific Gas & Electric Co","CA","Bundled","Investor Owned",0.186574573044725,0.14532942464996701,0.18031265379514499]
[95389,14328,"PG&E","Pacific Gas & Electric Co","CA","Bundled","Investor Owned",0.186574573044725,0.14532942464996701,0.18031265379514499]
[95385,14328,"PG&E","Pacific Gas & Electric Co","CA","Bundled","Investor Owned",0.186574573044725,0.14532942464996701,0.18031265379514499]
[95387,14328,"PG&E","Pacific Gas & Electric Co","CA","Bundled","Investor Owned",0.186574573044725,0.14532942464996701,0.18031265379514499]
[95380,14328,"PG&E","Pacific Gas & Electric Co","CA","Bundled","Investor Owned",0.186574573044725,0.14532942464996701,0.18031265379514499]
[95383,14328,"PG&E","Pacific Gas & Electric Co","CA","Bundled","Investor Owned",0.186574573044725,0.14532942464996701,0.18031265379514499]
[96125,14328,"PG&E","Pacific Gas & Electric Co","CA","Bundled","Investor Owned",0.186574573044725,0.14532942464996701,0.18031265379514499]
[96124,14328,"PG&E","Pacific Gas & Electric Co","CA","Bundled","Investor Owned",0.186574573044725,0.14532942464996701,0.18031265379514499]
[96126,14328,"PG&E","Pacific Gas & Electric Co","CA","Bundled","Investor Owned",0.186574573044725,0.14532942464996701,0.18031265379514499]
[96122,14328,"PG&E","Pacific Gas & Electric Co","CA","Bundled","Investor Owned",0.186574573044725,0.14532942464996701,0.18031265379514499]
[95129,14328,"PG&E","Pacific Gas & Electric Co","CA","Bundled","Investor Owned",0.186574573044725,0.14532942464996701,0.18031265379514499]
[94508,14328,"PG&E","Pacific Gas & Electric Co","CA","Bundled","Investor Owned",0.186574573044725,0.14532942464996701,0.18031265379514499]
[94507,14328,"PG&E","Pacific Gas & Electric Co","CA","Bundled","Investor Owned",0.186574573044725,0.14532942464996701,0.18031265379514499]
[94506,14328,"PG&E","Pacific Gas & Electric Co","CA","Bundled","Investor Owned",0.186574573044725,0.14532942464996701,0.18031265379514499]
[94503,14328,"PG&E","Pacific Gas & Electric Co","CA","Bundled","Investor Owned",0.186574573044725,0.14532942464996701,0.18031265379514499]
[94502,14328,"PG&E","Pacific Gas & Electric Co","CA","Bundled","Investor Owned",0.186574573044725,0.14532942464996701,0.18031265379514499]
[93628,14328,"PG&E","Pacific Gas & Electric Co","CA","Bundled","Investor Owned",0.186574573044725,0.14532942464996701,0.18031265379514499]
[95612,14328,"PG&E","Pacific Gas & Electric Co","CA","Bundled","Investor Owned",0.186574573044725,0.14532942464996701,0.18031265379514499]
[95613,14328,"PG&E","Pacific Gas & Electric Co","CA","Bundled","Investor Owned",0.186574573044725,0.14532942464996701,0.18031265379514499]
[95610,14328,"PG&E","Pacific Gas & Electric Co","CA","Bundled","Investor Owned",0.186574573044725,0.14532942464996701,0.18031265379514499]
[95616,14328,"PG&E","Pacific Gas & Electric Co","CA","Bundled","Investor Owned",0.186574573044725,0.14532942464996701,0.18031265379514499]
[95617,14328,"PG&E","Pacific Gas & Electric Co","CA","Bundled","Investor Owned",0.186574573044725,0.14532942464996701,0.18031265379514499]
[95614,14328,"PG&E","Pacific Gas & Electric Co","CA","Bundled","Investor Owned",0.186574573044725,0.14532942464996701,0.18031265379514499]
[95615,14328,"PG&E","Pacific Gas & Electric Co","CA","Bundled","Investor Owned",0.186574573044725,0.14532942464996701,0.18031265379514499]
[93614,14328,"PG&E","Pacific Gas & Electric Co","CA","Bundled","Investor Owned",0.186574573044725,0.14532942464996701,0.18031265379514499]
[93615,14328,"PG&E","Pacific Gas & Electric Co","CA","Bundled","Investor Owned",0.186574573044725,0.14532942464996701,0.18031265379514499]
[93616,14328,"PG&E","Pacific Gas & Electric Co","CA","Bundled","Investor Owned",0.186574573044725,0.14532942464996701,0.18031265379514499]
[93610,14328,"PG&E","Pacific Gas & Electric Co","CA","Bundled","Investor Owned",0.186574573044725,0.14532942464996701,0.18031265379514499]
[93611,14328,"PG&E","Pacific Gas & Electric Co","CA","Bundled","Investor Owned",0.186574573044725,0.14532942464996701,0.18031265379514499]
[93612,14328,"PG&E","Pacific Gas & Electric Co","CA","Bundled","Investor Owned",0.186574573044725,0.14532942464996701,0.18031265379514499]
[93613,14328,"PG&E","Pacific Gas & Electric Co","CA","Bundled","Investor Owned",0.186574573044725,0.14532942464996701,0.18031265379514499]
[93618,14328,"PG&E","Pacific Gas & Electric Co","CA","Bundled","Investor Owned",0.186574573044725,0.14532942464996701,0.18031265379514499]
[93619,14328,"PG&E","Pacific Gas & Electric Co","CA","Bundled","Investor Owned",0.186574573044725,0.14532942464996701,0.18031265379514499]
[93424,14328,"PG&E","Pacific Gas & Electric Co","CA","Bundled","Investor Owned",0.186574573044725,0.14532942464996701,0.18031265379514499]
[93423,14328,"PG&E","Pacific Gas & Electric Co","CA","Bundled","Investor Owned",0.186574573044725,0.14532942464996701,0.18031265379514499]
[93421,14328,"PG&E","Pacific Gas & Electric Co","CA","Bundled","Investor Owned",0.186574573044725,0.14532942464996701,0.18031265379514499]
[94044,14328,"PG&E","Pacific Gas & Electric Co","CA","Bundled","Investor Owned",0.186574573044725,0.14532942464996701,0.18031265379514499]
[94040,14328,"PG&E","Pacific Gas & Electric Co","CA","Bundled","Investor Owned",0.186574573044725,0.14532942464996701,0.18031265379514499]
[94041,14328,"PG&E","Pacific Gas & Electric Co","CA","Bundled","Investor Owned",0.186574573044725,0.14532942464996701,0.18031265379514499]
[94042,14328,"PG&E","Pacific Gas & Electric Co","CA","Bundled","Investor Owned",0.186574573044725,0.14532942464996701,0.18031265379514499]
[94923,14328,"PG&E","Pacific Gas & Electric Co","CA","Bundled","Investor Owned",0.186574573044725,0.14532942464996701,0.18031265379514499]
[93791,14328,"PG&E","Pacific Gas & Electric Co","CA","Bundled","Investor Owned",0.186574573044725,0.14532942464996701,0.18031265379514499]
[93790,14328,"PG&E","Pacific Gas & Electric Co","CA","Bundled","Investor Owned",0.186574573044725,0.14532942464996701,0.18031265379514499]
[93793,14328,"PG&E","Pacific Gas & Electric Co","CA","Bundled","Investor Owned",0.186574573044725,0.14532942464996701,0.18031265379514499]
[93792,14328,"PG&E","Pacific Gas & Electric Co","CA","Bundled","Investor Owned",0.186574573044725,0.14532942464996701,0.18031265379514499]
[93794,14328,"PG&E","Pacific Gas & Electric Co","CA","Bundled","Investor Owned",0.186574573044725,0.14532942464996701,0.18031265379514499]
[93420,14328,"PG&E","Pacific Gas & Electric Co","CA","Bundled","Investor Owned",0.186574573044725,0.14532942464996701,0.18031265379514499]
[93429,14328,"PG&E","Pacific Gas & Electric Co","CA","Bundled","Investor Owned",0.186574573044725,0.14532942464996701,0.18031265379514499]
[93428,14328,"PG&E","Pacific Gas & Electric Co","CA","Bundled","Investor Owned",0.186574573044725,0.14532942464996701,0.18031265379514499]
[95683,14328,"PG&E","Pacific Gas & Electric Co","CA","Bundled","Investor Owned",0.186574573044725,0.14532942464996701,0.18031265379514499]
[95682,14328,"PG&E","Pacific Gas & Electric Co","CA","Bundled","Investor Owned",0.186574573044725,0.14532942464996701,0.18031265379514499]
[95304,14328,"PG&E","Pacific Gas & Electric Co","CA","Bundled","Investor Owned",0.186574573044725,0.14532942464996701,0.18031265379514499]
[95305,14328,"PG&E","Pacific Gas & Electric Co","CA","Bundled","Investor Owned",0.186574573044725,0.14532942464996701,0.18031265379514499]
[95306,14328,"PG&E","Pacific Gas & Electric Co","CA","Bundled","Investor Owned",0.186574573044725,0.14532942464996701,0.18031265379514499]
[95301,14328,"PG&E","Pacific Gas & Electric Co","CA","Bundled","Investor Owned",0.186574573044725,0.14532942464996701,0.18031265379514499]
[95303,14328,"PG&E","Pacific Gas & Electric Co","CA","Bundled","Investor Owned",0.186574573044725,0.14532942464996701,0.18031265379514499]
[95309,14328,"PG&E","Pacific Gas & Electric Co","CA","Bundled","Investor Owned",0.186574573044725,0.14532942464996701,0.18031265379514499]
[93222,14328,"PG&E","Pacific Gas & Electric Co","CA","Bundled","Investor Owned",0.186574573044725,0.14532942464996701,0.18031265379514499]
[93225,14328,"PG&E","Pacific Gas & Electric Co","CA","Bundled","Investor Owned",0.186574573044725,0.14532942464996701,0.18031265379514499]
[93224,14328,"PG&E","Pacific Gas & Electric Co","CA","Bundled","Investor Owned",0.186574573044725,0.14532942464996701,0.18031265379514499]
[93912,14328,"PG&E","Pacific Gas & Electric Co","CA","Bundled","Investor Owned",0.186574573044725,0.14532942464996701,0.18031265379514499]
[93915,14328,"PG&E","Pacific Gas & Electric Co","CA","Bundled","Investor Owned",0.186574573044725,0.14532942464996701,0.18031265379514499]
[95564,14328,"PG&E","Pacific Gas & Electric Co","CA","Bundled","Investor Owned",0.186574573044725,0.14532942464996701,0.18031265379514499]
[95560,14328,"PG&E","Pacific Gas & Electric Co","CA","Bundled","Investor Owned",0.186574573044725,0.14532942464996701,0.18031265379514499]
[95568,14328,"PG&E","Pacific Gas & Electric Co","CA","Bundled","Investor Owned",0.186574573044725,0.14532942464996701,0.18031265379514499]
[95569,14328,"PG&E","Pacific Gas & Electric Co","CA","Bundled","Investor Owned",0.186574573044725,0.14532942464996701,0.18031265379514499]
[95692,14328,"PG&E","Pacific Gas & Electric Co","CA","Bundled","Investor Owned",0.186574573044725,0.14532942464996701,0.18031265379514499]
[95690,14328,"PG&E","Pacific Gas & Electric Co","CA","Bundled","Investor Owned",0.186574573044725,0.14532942464996701,0.18031265379514499]
[95691,14328,"PG&E","Pacific Gas & Electric Co","CA","Bundled","Investor Owned",0.186574573044725,0.14532942464996701,0.18031265379514499]
[95696,14328,"PG&E","Pacific Gas & Electric Co","CA","Bundled","Investor Owned",0.186574573044725,0.14532942464996701,0.18031265379514499]
[95697,14328,"PG&E","Pacific Gas & Electric Co","CA","Bundled","Investor Owned",0.186574573044725,0.14532942464996701,0.18031265379514499]
[95694,14328,"PG&E","Pacific Gas & Electric Co","CA","Bundled","Investor Owned",0.186574573044725,0.14532942464996701,0.18031265379514499]
[95695,14328,"PG&E","Pacific Gas & Electric Co","CA","Bundled","Investor Owned",0.186574573044725,0.14532942464996701,0.18031265379514499]
[95698,14328,"PG&E","Pacific Gas & Electric Co","CA","Bundled","Investor Owned",0.186574573044725,0.14532942464996701,0.18031265379514499]
[96046,14328,"PG&E","Pacific Gas & Electric Co","CA","Bundled","Investor Owned",0.186574573044725,0.14532942464996701,0.18031265379514499]
[96047,14328,"PG&E","Pacific Gas & Electric Co","CA","Bundled","Investor Owned",0.186574573044725,0.14532942464996701,0.18031265379514499]
[96040,14328,"PG&E","Pacific Gas & Electric Co","CA","Bundled","Investor Owned",0.186574573044725,0.14532942464996701,0.18031265379514499]
[94976,14328,"PG&E","Pacific Gas & Electric Co","CA","Bundled","Investor Owned",0.186574573044725,0.14532942464996701,0.18031265379514499]
[93636,14328,"PG&E","Pacific Gas & Electric Co","CA","Bundled","Investor Owned",0.186574573044725,0.14532942464996701,0.18031265379514499]
[93634,14328,"PG&E","Pacific Gas & Electric Co","CA","Bundled","Investor Owned",0.186574573044725,0.14532942464996701,0.18031265379514499]
[93631,14328,"PG&E","Pacific Gas & Electric Co","CA","Bundled","Investor Owned",0.186574573044725,0.14532942464996701,0.18031265379514499]
[95717,14328,"PG&E","Pacific Gas & Electric Co","CA","Bundled","Investor Owned",0.186574573044725,0.14532942464996701,0.18031265379514499]
[95715,14328,"PG&E","Pacific Gas & Electric Co","CA","Bundled","Investor Owned",0.186574573044725,0.14532942464996701,0.18031265379514499]
[95714,14328,"PG&E","Pacific Gas & Electric Co","CA","Bundled","Investor Owned",0.186574573044725,0.14532942464996701,0.18031265379514499]
[95713,14328,"PG&E","Pacific Gas & Electric Co","CA","Bundled","Investor Owned",0.186574573044725,0.14532942464996701,0.18031265379514499]
[95712,14328,"PG&E","Pacific Gas & Electric Co","CA","Bundled","Investor Owned",0.186574573044725,0.14532942464996701,0.18031265379514499]
[93711,14328,"PG&E","Pacific Gas & Electric Co","CA","Bundled","Investor Owned",0.186574573044725,0.14532942464996701,0.18031265379514499]
[93710,14328,"PG&E","Pacific Gas & Electric Co","CA","Bundled","Investor Owned",0.186574573044725,0.14532942464996701,0.18031265379514499]
[93712,14328,"PG&E","Pacific Gas & Electric Co","CA","Bundled","Investor Owned",0.186574573044725,0.14532942464996701,0.18031265379514499]
[93715,14328,"PG&E","Pacific Gas & Electric Co","CA","Bundled","Investor Owned",0.186574573044725,0.14532942464996701,0.18031265379514499]
[93714,14328,"PG&E","Pacific Gas & Electric Co","CA","Bundled","Investor Owned",0.186574573044725,0.14532942464996701,0.18031265379514499]
[93717,14328,"PG&E","Pacific Gas & Electric Co","CA","Bundled","Investor Owned",0.186574573044725,0.14532942464996701,0.18031265379514499]
[93716,14328,"PG&E","Pacific Gas & Electric Co","CA","Bundled","Investor Owned",0.186574573044725,0.14532942464996701,0.18031265379514499]
[93718,14328,"PG&E","Pacific Gas & Electric Co","CA","Bundled","Investor Owned",0.186574573044725,0.14532942464996701,0.18031265379514499]
[95464,14328,"PG&E","Pacific Gas & Electric Co","CA","Bundled","Investor Owned",0.186574573044725,0.14532942464996701,0.18031265379514499]
[95469,14328,"PG&E","Pacific Gas & Electric Co","CA","Bundled","Investor Owned",0.186574573044725,0.14532942464996701,0.18031265379514499]
[95106,14328,"PG&E","Pacific Gas & Electric Co","CA","Bundled","Investor Owned",0.186574573044725,0.14532942464996701,0.18031265379514499]
[95103,14328,"PG&E","Pacific Gas & Electric Co","CA","Bundled","Investor Owned",0.186574573044725,0.14532942464996701,0.18031265379514499]
[95101,14328,"PG&E","Pacific Gas & Electric Co","CA","Bundled","Investor Owned",0.186574573044725,0.14532942464996701,0.18031265379514499]
[95798,14328,"PG&E","Pacific Gas & Electric Co","CA","Bundled","Investor Owned",0.186574573044725,0.14532942464996701,0.18031265379514499]
[94998,14328,"PG&E","Pacific Gas & Electric Co","CA","Bundled","Investor Owned",0.186574573044725,0.14532942464996701,0.18031265379514499]
[94999,14328,"PG&E","Pacific Gas & Electric Co","CA","Bundled","Investor Owned",0.186574573044725,0.14532942464996701,0.18031265379514499]
[95021,14328,"PG&E","Pacific Gas & Electric Co","CA","Bundled","Investor Owned",0.186574573044725,0.14532942464996701,0.18031265379514499]
[95020,14328,"PG&E","Pacific Gas & Electric Co","CA","Bundled","Investor Owned",0.186574573044725,0.14532942464996701,0.18031265379514499]
[95023,14328,"PG&E","Pacific Gas & Electric Co","CA","Bundled","Investor Owned",0.186574573044725,0.14532942464996701,0.18031265379514499]
[95024,14328,"PG&E","Pacific Gas & Electric Co","CA","Bundled","Investor Owned",0.186574573044725,0.14532942464996701,0.18031265379514499]
[95026,14328,"PG&E","Pacific Gas & Electric Co","CA","Bundled","Investor Owned",0.186574573044725,0.14532942464996701,0.18031265379514499]
[94605,14328,"PG&E","Pacific Gas & Electric Co","CA","Bundled","Investor Owned",0.186574573044725,0.14532942464996701,0.18031265379514499]
[94608,14328,"PG&E","Pacific Gas & Electric Co","CA","Bundled","Investor Owned",0.186574573044725,0.14532942464996701,0.18031265379514499]
[94609,14328,"PG&E","Pacific Gas & Electric Co","CA","Bundled","Investor Owned",0.186574573044725,0.14532942464996701,0.18031265379514499]
[96103,14328,"PG&E","Pacific Gas & Electric Co","CA","Bundled","Investor Owned",0.186574573044725,0.14532942464996701,0.18031265379514499]
[94080,14328,"PG&E","Pacific Gas & Electric Co","CA","Delivery","Investor Owned",7.4619931890288399E-2,4.0885625496895998E-2,0.10138724354121501]
[95799,14328,"PG&E","Pacific Gas & Electric Co","CA","Delivery","Investor Owned",7.4619931890288399E-2,4.0885625496895998E-2,0.10138724354121501]
[94541,14328,"PG&E","Pacific Gas & Electric Co","CA","Delivery","Investor Owned",7.4619931890288399E-2,4.0885625496895998E-2,0.10138724354121501]
[94540,14328,"PG&E","Pacific Gas & Electric Co","CA","Delivery","Investor Owned",7.4619931890288399E-2,4.0885625496895998E-2,0.10138724354121501]
[94543,14328,"PG&E","Pacific Gas & Electric Co","CA","Delivery","Investor Owned",7.4619931890288399E-2,4.0885625496895998E-2,0.10138724354121501]
[94542,14328,"PG&E","Pacific Gas & Electric Co","CA","Delivery","Investor Owned",7.4619931890288399E-2,4.0885625496895998E-2,0.10138724354121501]
[94545,14328,"PG&E","Pacific Gas & Electric Co","CA","Delivery","Investor Owned",7.4619931890288399E-2,4.0885625496895998E-2,0.10138724354121501]
[94544,14328,"PG&E","Pacific Gas & Electric Co","CA","Delivery","Investor Owned",7.4619931890288399E-2,4.0885625496895998E-2,0.10138724354121501]
[94547,14328,"PG&E","Pacific Gas & Electric Co","CA","Delivery","Investor Owned",7.4619931890288399E-2,4.0885625496895998E-2,0.10138724354121501]
[94546,14328,"PG&E","Pacific Gas & Electric Co","CA","Delivery","Investor Owned",7.4619931890288399E-2,4.0885625496895998E-2,0.10138724354121501]
[94549,14328,"PG&E","Pacific Gas & Electric Co","CA","Delivery","Investor Owned",7.4619931890288399E-2,4.0885625496895998E-2,0.10138724354121501]
[94548,14328,"PG&E","Pacific Gas & Electric Co","CA","Delivery","Investor Owned",7.4619931890288399E-2,4.0885625496895998E-2,0.10138724354121501]
[95968,14328,"PG&E","Pacific Gas & Electric Co","CA","Delivery","Investor Owned",7.4619931890288399E-2,4.0885625496895998E-2,0.10138724354121501]
[95969,14328,"PG&E","Pacific Gas & Electric Co","CA","Delivery","Investor Owned",7.4619931890288399E-2,4.0885625496895998E-2,0.10138724354121501]
[95960,14328,"PG&E","Pacific Gas & Electric Co","CA","Delivery","Investor Owned",7.4619931890288399E-2,4.0885625496895998E-2,0.10138724354121501]
[95961,14328,"PG&E","Pacific Gas & Electric Co","CA","Delivery","Investor Owned",7.4619931890288399E-2,4.0885625496895998E-2,0.10138724354121501]
[95962,14328,"PG&E","Pacific Gas & Electric Co","CA","Delivery","Investor Owned",7.4619931890288399E-2,4.0885625496895998E-2,0.10138724354121501]
[95963,14328,"PG&E","Pacific Gas & Electric Co","CA","Delivery","Investor Owned",7.4619931890288399E-2,4.0885625496895998E-2,0.10138724354121501]
[95965,14328,"PG&E","Pacific Gas & Electric Co","CA","Delivery","Investor Owned",7.4619931890288399E-2,4.0885625496895998E-2,0.10138724354121501]
[95966,14328,"PG&E","Pacific Gas & Electric Co","CA","Delivery","Investor Owned",7.4619931890288399E-2,4.0885625496895998E-2,0.10138724354121501]
[95967,14328,"PG&E","Pacific Gas & Electric Co","CA","Delivery","Investor Owned",7.4619931890288399E-2,4.0885625496895998E-2,0.10138724354121501]
[95728,14328,"PG&E","Pacific Gas & Electric Co","CA","Delivery","Investor Owned",7.4619931890288399E-2,4.0885625496895998E-2,0.10138724354121501]
[94912,14328,"PG&E","Pacific Gas & Electric Co","CA","Delivery","Investor Owned",7.4619931890288399E-2,4.0885625496895998E-2,0.10138724354121501]
[94913,14328,"PG&E","Pacific Gas & Electric Co","CA","Delivery","Investor Owned",7.4619931890288399E-2,4.0885625496895998E-2,0.10138724354121501]
[94915,14328,"PG&E","Pacific Gas & Electric Co","CA","Delivery","Investor Owned",7.4619931890288399E-2,4.0885625496895998E-2,0.10138724354121501]
[94132,14328,"PG&E","Pacific Gas & Electric Co","CA","Delivery","Investor Owned",7.4619931890288399E-2,4.0885625496895998E-2,0.10138724354121501]
[94133,14328,"PG&E","Pacific Gas & Electric Co","CA","Delivery","Investor Owned",7.4619931890288399E-2,4.0885625496895998E-2,0.10138724354121501]
[94134,14328,"PG&E","Pacific Gas & Electric Co","CA","Delivery","Investor Owned",7.4619931890288399E-2,4.0885625496895998E-2,0.10138724354121501]
[95663,14328,"PG&E","Pacific Gas & Electric Co","CA","Delivery","Investor Owned",7.4619931890288399E-2,4.0885625496895998E-2,0.10138724354121501]
[95662,14328,"PG&E","Pacific Gas & Electric Co","CA","Delivery","Investor Owned",7.4619931890288399E-2,4.0885625496895998E-2,0.10138724354121501]
[95661,14328,"PG&E","Pacific Gas & Electric Co","CA","Delivery","Investor Owned",7.4619931890288399E-2,4.0885625496895998E-2,0.10138724354121501]
[95667,14328,"PG&E","Pacific Gas & Electric Co","CA","Delivery","Investor Owned",7.4619931890288399E-2,4.0885625496895998E-2,0.10138724354121501]
[95666,14328,"PG&E","Pacific Gas & Electric Co","CA","Delivery","Investor Owned",7.4619931890288399E-2,4.0885625496895998E-2,0.10138724354121501]
[95665,14328,"PG&E","Pacific Gas & Electric Co","CA","Delivery","Investor Owned",7.4619931890288399E-2,4.0885625496895998E-2,0.10138724354121501]
[95664,14328,"PG&E","Pacific Gas & Electric Co","CA","Delivery","Investor Owned",7.4619931890288399E-2,4.0885625496895998E-2,0.10138724354121501]
[95669,14328,"PG&E","Pacific Gas & Electric Co","CA","Delivery","Investor Owned",7.4619931890288399E-2,4.0885625496895998E-2,0.10138724354121501]
[95668,14328,"PG&E","Pacific Gas & Electric Co","CA","Delivery","Investor Owned",7.4619931890288399E-2,4.0885625496895998E-2,0.10138724354121501]
[93625,14328,"PG&E","Pacific Gas & Electric Co","CA","Delivery","Investor Owned",7.4619931890288399E-2,4.0885625496895998E-2,0.10138724354121501]
[93624,14328,"PG&E","Pacific Gas & Electric Co","CA","Delivery","Investor Owned",7.4619931890288399E-2,4.0885625496895998E-2,0.10138724354121501]
[93627,14328,"PG&E","Pacific Gas & Electric Co","CA","Delivery","Investor Owned",7.4619931890288399E-2,4.0885625496895998E-2,0.10138724354121501]
[93626,14328,"PG&E","Pacific Gas & Electric Co","CA","Delivery","Investor Owned",7.4619931890288399E-2,4.0885625496895998E-2,0.10138724354121501]
[93621,14328,"PG&E","Pacific Gas & Electric Co","CA","Delivery","Investor Owned",7.4619931890288399E-2,4.0885625496895998E-2,0.10138724354121501]
[93620,14328,"PG&E","Pacific Gas & Electric Co","CA","Delivery","Investor Owned",7.4619931890288399E-2,4.0885625496895998E-2,0.10138724354121501]
[93623,14328,"PG&E","Pacific Gas & Electric Co","CA","Delivery","Investor Owned",7.4619931890288399E-2,4.0885625496895998E-2,0.10138724354121501]
[93622,14328,"PG&E","Pacific Gas & Electric Co","CA","Delivery","Investor Owned",7.4619931890288399E-2,4.0885625496895998E-2,0.10138724354121501]
[95155,14328,"PG&E","Pacific Gas & Electric Co","CA","Delivery","Investor Owned",7.4619931890288399E-2,4.0885625496895998E-2,0.10138724354121501]
[95154,14328,"PG&E","Pacific Gas & Electric Co","CA","Delivery","Investor Owned",7.4619931890288399E-2,4.0885625496895998E-2,0.10138724354121501]
[93637,14328,"PG&E","Pacific Gas & Electric Co","CA","Delivery","Investor Owned",7.4619931890288399E-2,4.0885625496895998E-2,0.10138724354121501]
[94074,14328,"PG&E","Pacific Gas & Electric Co","CA","Delivery","Investor Owned",7.4619931890288399E-2,4.0885625496895998E-2,0.10138724354121501]
[94070,14328,"PG&E","Pacific Gas & Electric Co","CA","Delivery","Investor Owned",7.4619931890288399E-2,4.0885625496895998E-2,0.10138724354121501]
[93475,14328,"PG&E","Pacific Gas & Electric Co","CA","Delivery","Investor Owned",7.4619931890288399E-2,4.0885625496895998E-2,0.10138724354121501]
[95459,14328,"PG&E","Pacific Gas & Electric Co","CA","Delivery","Investor Owned",7.4619931890288399E-2,4.0885625496895998E-2,0.10138724354121501]
[95450,14328,"PG&E","Pacific Gas & Electric Co","CA","Delivery","Investor Owned",7.4619931890288399E-2,4.0885625496895998E-2,0.10138724354121501]
[95451,14328,"PG&E","Pacific Gas & Electric Co","CA","Delivery","Investor Owned",7.4619931890288399E-2,4.0885625496895998E-2,0.10138724354121501]
[95452,14328,"PG&E","Pacific Gas & Electric Co","CA","Delivery","Investor Owned",7.4619931890288399E-2,4.0885625496895998E-2,0.10138724354121501]
[95453,14328,"PG&E","Pacific Gas & Electric Co","CA","Delivery","Investor Owned",7.4619931890288399E-2,4.0885625496895998E-2,0.10138724354121501]
[95454,14328,"PG&E","Pacific Gas & Electric Co","CA","Delivery","Investor Owned",7.4619931890288399E-2,4.0885625496895998E-2,0.10138724354121501]
[95456,14328,"PG&E","Pacific Gas & Electric Co","CA","Delivery","Investor Owned",7.4619931890288399E-2,4.0885625496895998E-2,0.10138724354121501]
[95457,14328,"PG&E","Pacific Gas & Electric Co","CA","Delivery","Investor Owned",7.4619931890288399E-2,4.0885625496895998E-2,0.10138724354121501]
[93406,14328,"PG&E","Pacific Gas & Electric Co","CA","Delivery","Investor Owned",7.4619931890288399E-2,4.0885625496895998E-2,0.10138724354121501]
[95338,14328,"PG&E","Pacific Gas & Electric Co","CA","Delivery","Investor Owned",7.4619931890288399E-2,4.0885625496895998E-2,0.10138724354121501]
[95335,14328,"PG&E","Pacific Gas & Electric Co","CA","Delivery","Investor Owned",7.4619931890288399E-2,4.0885625496895998E-2,0.10138724354121501]
[95337,14328,"PG&E","Pacific Gas & Electric Co","CA","Delivery","Investor Owned",7.4619931890288399E-2,4.0885625496895998E-2,0.10138724354121501]
[95333,14328,"PG&E","Pacific Gas & Electric Co","CA","Delivery","Investor Owned",7.4619931890288399E-2,4.0885625496895998E-2,0.10138724354121501]
[93274,14328,"PG&E","Pacific Gas & Electric Co","CA","Delivery","Investor Owned",7.4619931890288399E-2,4.0885625496895998E-2,0.10138724354121501]
[93271,14328,"PG&E","Pacific Gas & Electric Co","CA","Delivery","Investor Owned",7.4619931890288399E-2,4.0885625496895998E-2,0.10138724354121501]
[95631,14328,"PG&E","Pacific Gas & Electric Co","CA","Delivery","Investor Owned",7.4619931890288399E-2,4.0885625496895998E-2,0.10138724354121501]
[95559,14328,"PG&E","Pacific Gas & Electric Co","CA","Delivery","Investor Owned",7.4619931890288399E-2,4.0885625496895998E-2,0.10138724354121501]
[95558,14328,"PG&E","Pacific Gas & Electric Co","CA","Delivery","Investor Owned",7.4619931890288399E-2,4.0885625496895998E-2,0.10138724354121501]
[95555,14328,"PG&E","Pacific Gas & Electric Co","CA","Delivery","Investor Owned",7.4619931890288399E-2,4.0885625496895998E-2,0.10138724354121501]
[95554,14328,"PG&E","Pacific Gas & Electric Co","CA","Delivery","Investor Owned",7.4619931890288399E-2,4.0885625496895998E-2,0.10138724354121501]
[95556,14328,"PG&E","Pacific Gas & Electric Co","CA","Delivery","Investor Owned",7.4619931890288399E-2,4.0885625496895998E-2,0.10138724354121501]
[95551,14328,"PG&E","Pacific Gas & Electric Co","CA","Delivery","Investor Owned",7.4619931890288399E-2,4.0885625496895998E-2,0.10138724354121501]
[95550,14328,"PG&E","Pacific Gas & Electric Co","CA","Delivery","Investor Owned",7.4619931890288399E-2,4.0885625496895998E-2,0.10138724354121501]
[95553,14328,"PG&E","Pacific Gas & Electric Co","CA","Delivery","Investor Owned",7.4619931890288399E-2,4.0885625496895998E-2,0.10138724354121501]
[95552,14328,"PG&E","Pacific Gas & Electric Co","CA","Delivery","Investor Owned",7.4619931890288399E-2,4.0885625496895998E-2,0.10138724354121501]
[96011,14328,"PG&E","Pacific Gas & Electric Co","CA","Delivery","Investor Owned",7.4619931890288399E-2,4.0885625496895998E-2,0.10138724354121501]
[96010,14328,"PG&E","Pacific Gas & Electric Co","CA","Delivery","Investor Owned",7.4619931890288399E-2,4.0885625496895998E-2,0.10138724354121501]
[93675,14328,"PG&E","Pacific Gas & Electric Co","CA","Delivery","Investor Owned",7.4619931890288399E-2,4.0885625496895998E-2,0.10138724354121501]
[95746,14328,"PG&E","Pacific Gas & Electric Co","CA","Delivery","Investor Owned",7.4619931890288399E-2,4.0885625496895998E-2,0.10138724354121501]
[95747,14328,"PG&E","Pacific Gas & Electric Co","CA","Delivery","Investor Owned",7.4619931890288399E-2,4.0885625496895998E-2,0.10138724354121501]
[95742,14328,"PG&E","Pacific Gas & Electric Co","CA","Delivery","Investor Owned",7.4619931890288399E-2,4.0885625496895998E-2,0.10138724354121501]
[94596,14328,"PG&E","Pacific Gas & Electric Co","CA","Delivery","Investor Owned",7.4619931890288399E-2,4.0885625496895998E-2,0.10138724354121501]
[94597,14328,"PG&E","Pacific Gas & Electric Co","CA","Delivery","Investor Owned",7.4619931890288399E-2,4.0885625496895998E-2,0.10138724354121501]
[94595,14328,"PG&E","Pacific Gas & Electric Co","CA","Delivery","Investor Owned",7.4619931890288399E-2,4.0885625496895998E-2,0.10138724354121501]
[94592,14328,"PG&E","Pacific Gas & Electric Co","CA","Delivery","Investor Owned",7.4619931890288399E-2,4.0885625496895998E-2,0.10138724354121501]
[94591,14328,"PG&E","Pacific Gas & Electric Co","CA","Delivery","Investor Owned",7.4619931890288399E-2,4.0885625496895998E-2,0.10138724354121501]
[94598,14328,"PG&E","Pacific Gas & Electric Co","CA","Delivery","Investor Owned",7.4619931890288399E-2,4.0885625496895998E-2,0.10138724354121501]
[94599,14328,"PG&E","Pacific Gas & Electric Co","CA","Delivery","Investor Owned",7.4619931890288399E-2,4.0885625496895998E-2,0.10138724354121501]
[93744,14328,"PG&E","Pacific Gas & Electric Co","CA","Delivery","Investor Owned",7.4619931890288399E-2,4.0885625496895998E-2,0.10138724354121501]
[93745,14328,"PG&E","Pacific Gas & Electric Co","CA","Delivery","Investor Owned",7.4619931890288399E-2,4.0885625496895998E-2,0.10138724354121501]
[93740,14328,"PG&E","Pacific Gas & Electric Co","CA","Delivery","Investor Owned",7.4619931890288399E-2,4.0885625496895998E-2,0.10138724354121501]
[93741,14328,"PG&E","Pacific Gas & Electric Co","CA","Delivery","Investor Owned",7.4619931890288399E-2,4.0885625496895998E-2,0.10138724354121501]
[93943,14328,"PG&E","Pacific Gas & Electric Co","CA","Delivery","Investor Owned",7.4619931890288399E-2,4.0885625496895998E-2,0.10138724354121501]
[93944,14328,"PG&E","Pacific Gas & Electric Co","CA","Delivery","Investor Owned",7.4619931890288399E-2,4.0885625496895998E-2,0.10138724354121501]
[94624,14328,"PG&E","Pacific Gas & Electric Co","CA","Delivery","Investor Owned",7.4619931890288399E-2,4.0885625496895998E-2,0.10138724354121501]
[94620,14328,"PG&E","Pacific Gas & Electric Co","CA","Delivery","Investor Owned",7.4619931890288399E-2,4.0885625496895998E-2,0.10138724354121501]
[94621,14328,"PG&E","Pacific Gas & Electric Co","CA","Delivery","Investor Owned",7.4619931890288399E-2,4.0885625496895998E-2,0.10138724354121501]
[94622,14328,"PG&E","Pacific Gas & Electric Co","CA","Delivery","Investor Owned",7.4619931890288399E-2,4.0885625496895998E-2,0.10138724354121501]
[94623,14328,"PG&E","Pacific Gas & Electric Co","CA","Delivery","Investor Owned",7.4619931890288399E-2,4.0885625496895998E-2,0.10138724354121501]
[93536,14328,"PG&E","Pacific Gas & Electric Co","CA","Delivery","Investor Owned",7.4619931890288399E-2,4.0885625496895998E-2,0.10138724354121501]
[94707,14328,"PG&E","Pacific Gas & Electric Co","CA","Delivery","Investor Owned",7.4619931890288399E-2,4.0885625496895998E-2,0.10138724354121501]
[94706,14328,"PG&E","Pacific Gas & Electric Co","CA","Delivery","Investor Owned",7.4619931890288399E-2,4.0885625496895998E-2,0.10138724354121501]
[94705,14328,"PG&E","Pacific Gas & Electric Co","CA","Delivery","Investor Owned",7.4619931890288399E-2,4.0885625496895998E-2,0.10138724354121501]
[94704,14328,"PG&E","Pacific Gas & Electric Co","CA","Delivery","Investor Owned",7.4619931890288399E-2,4.0885625496895998E-2,0.10138724354121501]
[94703,14328,"PG&E","Pacific Gas & Electric Co","CA","Delivery","Investor Owned",7.4619931890288399E-2,4.0885625496895998E-2,0.10138724354121501]
[94702,14328,"PG&E","Pacific Gas & Electric Co","CA","Delivery","Investor Owned",7.4619931890288399E-2,4.0885625496895998E-2,0.10138724354121501]
[94701,14328,"PG&E","Pacific Gas & Electric Co","CA","Delivery","Investor Owned",7.4619931890288399E-2,4.0885625496895998E-2,0.10138724354121501]
[95076,14328,"PG&E","Pacific Gas & Electric Co","CA","Delivery","Investor Owned",7.4619931890288399E-2,4.0885625496895998E-2,0.10138724354121501]
[95077,14328,"PG&E","Pacific Gas & Electric Co","CA","Delivery","Investor Owned",7.4619931890288399E-2,4.0885625496895998E-2,0.10138724354121501]
[95075,14328,"PG&E","Pacific Gas & Electric Co","CA","Delivery","Investor Owned",7.4619931890288399E-2,4.0885625496895998E-2,0.10138724354121501]
[95073,14328,"PG&E","Pacific Gas & Electric Co","CA","Delivery","Investor Owned",7.4619931890288399E-2,4.0885625496895998E-2,0.10138724354121501]
[95070,14328,"PG&E","Pacific Gas & Electric Co","CA","Delivery","Investor Owned",7.4619931890288399E-2,4.0885625496895998E-2,0.10138724354121501]
[95071,14328,"PG&E","Pacific Gas & Electric Co","CA","Delivery","Investor Owned",7.4619931890288399E-2,4.0885625496895998E-2,0.10138724354121501]
[96035,14328,"PG&E","Pacific Gas & Electric Co","CA","Delivery","Investor Owned",7.4619931890288399E-2,4.0885625496895998E-2,0.10138724354121501]
[96033,14328,"PG&E","Pacific Gas & Electric Co","CA","Delivery","Investor Owned",7.4619931890288399E-2,4.0885625496895998E-2,0.10138724354121501]
[96031,14328,"PG&E","Pacific Gas & Electric Co","CA","Delivery","Investor Owned",7.4619931890288399E-2,4.0885625496895998E-2,0.10138724354121501]
[96039,14328,"PG&E","Pacific Gas & Electric Co","CA","Delivery","Investor Owned",7.4619931890288399E-2,4.0885625496895998E-2,0.10138724354121501]
[94518,14328,"PG&E","Pacific Gas & Electric Co","CA","Delivery","Investor Owned",7.4619931890288399E-2,4.0885625496895998E-2,0.10138724354121501]
[94519,14328,"PG&E","Pacific Gas & Electric Co","CA","Delivery","Investor Owned",7.4619931890288399E-2,4.0885625496895998E-2,0.10138724354121501]
[94517,14328,"PG&E","Pacific Gas & Electric Co","CA","Delivery","Investor Owned",7.4619931890288399E-2,4.0885625496895998E-2,0.10138724354121501]
[94514,14328,"PG&E","Pacific Gas & Electric Co","CA","Delivery","Investor Owned",7.4619931890288399E-2,4.0885625496895998E-2,0.10138724354121501]
[94513,14328,"PG&E","Pacific Gas & Electric Co","CA","Delivery","Investor Owned",7.4619931890288399E-2,4.0885625496895998E-2,0.10138724354121501]
[94511,14328,"PG&E","Pacific Gas & Electric Co","CA","Delivery","Investor Owned",7.4619931890288399E-2,4.0885625496895998E-2,0.10138724354121501]
[93517,14328,"PG&E","Pacific Gas & Electric Co","CA","Delivery","Investor Owned",7.4619931890288399E-2,4.0885625496895998E-2,0.10138724354121501]
[95951,14328,"PG&E","Pacific Gas & Electric Co","CA","Delivery","Investor Owned",7.4619931890288399E-2,4.0885625496895998E-2,0.10138724354121501]
[95950,14328,"PG&E","Pacific Gas & Electric Co","CA","Delivery","Investor Owned",7.4619931890288399E-2,4.0885625496895998E-2,0.10138724354121501]
[95953,14328,"PG&E","Pacific Gas & Electric Co","CA","Delivery","Investor Owned",7.4619931890288399E-2,4.0885625496895998E-2,0.10138724354121501]
[95955,14328,"PG&E","Pacific Gas & Electric Co","CA","Delivery","Investor Owned",7.4619931890288399E-2,4.0885625496895998E-2,0.10138724354121501]
[95954,14328,"PG&E","Pacific Gas & Electric Co","CA","Delivery","Investor Owned",7.4619931890288399E-2,4.0885625496895998E-2,0.10138724354121501]
[95957,14328,"PG&E","Pacific Gas & Electric Co","CA","Delivery","Investor Owned",7.4619931890288399E-2,4.0885625496895998E-2,0.10138724354121501]
[95956,14328,"PG&E","Pacific Gas & Electric Co","CA","Delivery","Investor Owned",7.4619931890288399E-2,4.0885625496895998E-2,0.10138724354121501]
[95959,14328,"PG&E","Pacific Gas & Electric Co","CA","Delivery","Investor Owned",7.4619931890288399E-2,4.0885625496895998E-2,0.10138724354121501]
[95958,14328,"PG&E","Pacific Gas & Electric Co","CA","Delivery","Investor Owned",7.4619931890288399E-2,4.0885625496895998E-2,0.10138724354121501]
[94581,14328,"PG&E","Pacific Gas & Electric Co","CA","Delivery","Investor Owned",7.4619931890288399E-2,4.0885625496895998E-2,0.10138724354121501]
[95170,14328,"PG&E","Pacific Gas & Electric Co","CA","Delivery","Investor Owned",7.4619931890288399E-2,4.0885625496895998E-2,0.10138724354121501]
[94963,14328,"PG&E","Pacific Gas & Electric Co","CA","Delivery","Investor Owned",7.4619931890288399E-2,4.0885625496895998E-2,0.10138724354121501]
[94960,14328,"PG&E","Pacific Gas & Electric Co","CA","Delivery","Investor Owned",7.4619931890288399E-2,4.0885625496895998E-2,0.10138724354121501]
[94965,14328,"PG&E","Pacific Gas & Electric Co","CA","Delivery","Investor Owned",7.4619931890288399E-2,4.0885625496895998E-2,0.10138724354121501]
[93729,14328,"PG&E","Pacific Gas & Electric Co","CA","Delivery","Investor Owned",7.4619931890288399E-2,4.0885625496895998E-2,0.10138724354121501]
[93720,14328,"PG&E","Pacific Gas & Electric Co","CA","Delivery","Investor Owned",7.4619931890288399E-2,4.0885625496895998E-2,0.10138724354121501]
[93721,14328,"PG&E","Pacific Gas & Electric Co","CA","Delivery","Investor Owned",7.4619931890288399E-2,4.0885625496895998E-2,0.10138724354121501]
[95240,14328,"PG&E","Pacific Gas & Electric Co","CA","Delivery","Investor Owned",7.4619931890288399E-2,4.0885625496895998E-2,0.10138724354121501]
[95242,14328,"PG&E","Pacific Gas & Electric Co","CA","Delivery","Investor Owned",7.4619931890288399E-2,4.0885625496895998E-2,0.10138724354121501]
[95245,14328,"PG&E","Pacific Gas & Electric Co","CA","Delivery","Investor Owned",7.4619931890288399E-2,4.0885625496895998E-2,0.10138724354121501]
[95247,14328,"PG&E","Pacific Gas & Electric Co","CA","Delivery","Investor Owned",7.4619931890288399E-2,4.0885625496895998E-2,0.10138724354121501]
[95246,14328,"PG&E","Pacific Gas & Electric Co","CA","Delivery","Investor Owned",7.4619931890288399E-2,4.0885625496895998E-2,0.10138724354121501]
[95249,14328,"PG&E","Pacific Gas & Electric Co","CA","Delivery","Investor Owned",7.4619931890288399E-2,4.0885625496895998E-2,0.10138724354121501]
[95248,14328,"PG&E","Pacific Gas & Electric Co","CA","Delivery","Investor Owned",7.4619931890288399E-2,4.0885625496895998E-2,0.10138724354121501]
[94914,14328,"PG&E","Pacific Gas & Electric Co","CA","Delivery","Investor Owned",7.4619931890288399E-2,4.0885625496895998E-2,0.10138724354121501]
[93445,14328,"PG&E","Pacific Gas & Electric Co","CA","Delivery","Investor Owned",7.4619931890288399E-2,4.0885625496895998E-2,0.10138724354121501]
[93444,14328,"PG&E","Pacific Gas & Electric Co","CA","Delivery","Investor Owned",7.4619931890288399E-2,4.0885625496895998E-2,0.10138724354121501]
[93447,14328,"PG&E","Pacific Gas & Electric Co","CA","Delivery","Investor Owned",7.4619931890288399E-2,4.0885625496895998E-2,0.10138724354121501]
[93446,14328,"PG&E","Pacific Gas & Electric Co","CA","Delivery","Investor Owned",7.4619931890288399E-2,4.0885625496895998E-2,0.10138724354121501]
[93441,14328,"PG&E","Pacific Gas & Electric Co","CA","Delivery","Investor Owned",7.4619931890288399E-2,4.0885625496895998E-2,0.10138724354121501]
[93440,14328,"PG&E","Pacific Gas & Electric Co","CA","Delivery","Investor Owned",7.4619931890288399E-2,4.0885625496895998E-2,0.10138724354121501]
[93443,14328,"PG&E","Pacific Gas & Electric Co","CA","Delivery","Investor Owned",7.4619931890288399E-2,4.0885625496895998E-2,0.10138724354121501]
[93442,14328,"PG&E","Pacific Gas & Electric Co","CA","Delivery","Investor Owned",7.4619931890288399E-2,4.0885625496895998E-2,0.10138724354121501]
[93449,14328,"PG&E","Pacific Gas & Electric Co","CA","Delivery","Investor Owned",7.4619931890288399E-2,4.0885625496895998E-2,0.10138724354121501]
[93448,14328,"PG&E","Pacific Gas & Electric Co","CA","Delivery","Investor Owned",7.4619931890288399E-2,4.0885625496895998E-2,0.10138724354121501]
[93606,14328,"PG&E","Pacific Gas & Electric Co","CA","Delivery","Investor Owned",7.4619931890288399E-2,4.0885625496895998E-2,0.10138724354121501]
[95461,14328,"PG&E","Pacific Gas & Electric Co","CA","Delivery","Investor Owned",7.4619931890288399E-2,4.0885625496895998E-2,0.10138724354121501]
[95460,14328,"PG&E","Pacific Gas & Electric Co","CA","Delivery","Investor Owned",7.4619931890288399E-2,4.0885625496895998E-2,0.10138724354121501]
[95463,14328,"PG&E","Pacific Gas & Electric Co","CA","Delivery","Investor Owned",7.4619931890288399E-2,4.0885625496895998E-2,0.10138724354121501]
[95462,14328,"PG&E","Pacific Gas & Electric Co","CA","Delivery","Investor Owned",7.4619931890288399E-2,4.0885625496895998E-2,0.10138724354121501]
[95465,14328,"PG&E","Pacific Gas & Electric Co","CA","Delivery","Investor Owned",7.4619931890288399E-2,4.0885625496895998E-2,0.10138724354121501]
[95467,14328,"PG&E","Pacific Gas & Electric Co","CA","Delivery","Investor Owned",7.4619931890288399E-2,4.0885625496895998E-2,0.10138724354121501]
[95466,14328,"PG&E","Pacific Gas & Electric Co","CA","Delivery","Investor Owned",7.4619931890288399E-2,4.0885625496895998E-2,0.10138724354121501]
[95468,14328,"PG&E","Pacific Gas & Electric Co","CA","Delivery","Investor Owned",7.4619931890288399E-2,4.0885625496895998E-2,0.10138724354121501]
[93286,14328,"PG&E","Pacific Gas & Electric Co","CA","Delivery","Investor Owned",7.4619931890288399E-2,4.0885625496895998E-2,0.10138724354121501]
[93282,14328,"PG&E","Pacific Gas & Electric Co","CA","Delivery","Investor Owned",7.4619931890288399E-2,4.0885625496895998E-2,0.10138724354121501]
[93280,14328,"PG&E","Pacific Gas & Electric Co","CA","Delivery","Investor Owned",7.4619931890288399E-2,4.0885625496895998E-2,0.10138724354121501]
[95431,14328,"PG&E","Pacific Gas & Electric Co","CA","Delivery","Investor Owned",7.4619931890288399E-2,4.0885625496895998E-2,0.10138724354121501]
[95587,14328,"PG&E","Pacific Gas & Electric Co","CA","Delivery","Investor Owned",7.4619931890288399E-2,4.0885625496895998E-2,0.10138724354121501]
[95585,14328,"PG&E","Pacific Gas & Electric Co","CA","Delivery","Investor Owned",7.4619931890288399E-2,4.0885625496895998E-2,0.10138724354121501]
[95630,14328,"PG&E","Pacific Gas & Electric Co","CA","Delivery","Investor Owned",7.4619931890288399E-2,4.0885625496895998E-2,0.10138724354121501]
[95632,14328,"PG&E","Pacific Gas & Electric Co","CA","Delivery","Investor Owned",7.4619931890288399E-2,4.0885625496895998E-2,0.10138724354121501]
[95635,14328,"PG&E","Pacific Gas & Electric Co","CA","Delivery","Investor Owned",7.4619931890288399E-2,4.0885625496895998E-2,0.10138724354121501]
[95636,14328,"PG&E","Pacific Gas & Electric Co","CA","Delivery","Investor Owned",7.4619931890288399E-2,4.0885625496895998E-2,0.10138724354121501]
[95637,14328,"PG&E","Pacific Gas & Electric Co","CA","Delivery","Investor Owned",7.4619931890288399E-2,4.0885625496895998E-2,0.10138724354121501]
[95638,14328,"PG&E","Pacific Gas & Electric Co","CA","Delivery","Investor Owned",7.4619931890288399E-2,4.0885625496895998E-2,0.10138724354121501]
[95639,14328,"PG&E","Pacific Gas & Electric Co","CA","Delivery","Investor Owned",7.4619931890288399E-2,4.0885625496895998E-2,0.10138724354121501]
[93673,14328,"PG&E","Pacific Gas & Electric Co","CA","Delivery","Investor Owned",7.4619931890288399E-2,4.0885625496895998E-2,0.10138724354121501]
[94028,14328,"PG&E","Pacific Gas & Electric Co","CA","Delivery","Investor Owned",7.4619931890288399E-2,4.0885625496895998E-2,0.10138724354121501]
[94022,14328,"PG&E","Pacific Gas & Electric Co","CA","Delivery","Investor Owned",7.4619931890288399E-2,4.0885625496895998E-2,0.10138724354121501]
[94023,14328,"PG&E","Pacific Gas & Electric Co","CA","Delivery","Investor Owned",7.4619931890288399E-2,4.0885625496895998E-2,0.10138724354121501]
[94020,14328,"PG&E","Pacific Gas & Electric Co","CA","Delivery","Investor Owned",7.4619931890288399E-2,4.0885625496895998E-2,0.10138724354121501]
[94021,14328,"PG&E","Pacific Gas & Electric Co","CA","Delivery","Investor Owned",7.4619931890288399E-2,4.0885625496895998E-2,0.10138724354121501]
[94026,14328,"PG&E","Pacific Gas & Electric Co","CA","Delivery","Investor Owned",7.4619931890288399E-2,4.0885625496895998E-2,0.10138724354121501]
[94027,14328,"PG&E","Pacific Gas & Electric Co","CA","Delivery","Investor Owned",7.4619931890288399E-2,4.0885625496895998E-2,0.10138724354121501]
[94024,14328,"PG&E","Pacific Gas & Electric Co","CA","Delivery","Investor Owned",7.4619931890288399E-2,4.0885625496895998E-2,0.10138724354121501]
[94025,14328,"PG&E","Pacific Gas & Electric Co","CA","Delivery","Investor Owned",7.4619931890288399E-2,4.0885625496895998E-2,0.10138724354121501]
[95776,14328,"PG&E","Pacific Gas & Electric Co","CA","Delivery","Investor Owned",7.4619931890288399E-2,4.0885625496895998E-2,0.10138724354121501]
[95363,14328,"PG&E","Pacific Gas & Electric Co","CA","Delivery","Investor Owned",7.4619931890288399E-2,4.0885625496895998E-2,0.10138724354121501]
[95360,14328,"PG&E","Pacific Gas & Electric Co","CA","Delivery","Investor Owned",7.4619931890288399E-2,4.0885625496895998E-2,0.10138724354121501]
[95361,14328,"PG&E","Pacific Gas & Electric Co","CA","Delivery","Investor Owned",7.4619931890288399E-2,4.0885625496895998E-2,0.10138724354121501]
[95366,14328,"PG&E","Pacific Gas & Electric Co","CA","Delivery","Investor Owned",7.4619931890288399E-2,4.0885625496895998E-2,0.10138724354121501]
[95367,14328,"PG&E","Pacific Gas & Electric Co","CA","Delivery","Investor Owned",7.4619931890288399E-2,4.0885625496895998E-2,0.10138724354121501]
[95364,14328,"PG&E","Pacific Gas & Electric Co","CA","Delivery","Investor Owned",7.4619931890288399E-2,4.0885625496895998E-2,0.10138724354121501]
[95365,14328,"PG&E","Pacific Gas & Electric Co","CA","Delivery","Investor Owned",7.4619931890288399E-2,4.0885625496895998E-2,0.10138724354121501]
[95368,14328,"PG&E","Pacific Gas & Electric Co","CA","Delivery","Investor Owned",7.4619931890288399E-2,4.0885625496895998E-2,0.10138724354121501]
[95369,14328,"PG&E","Pacific Gas & Electric Co","CA","Delivery","Investor Owned",7.4619931890288399E-2,4.0885625496895998E-2,0.10138724354121501]
[95986,14328,"PG&E","Pacific Gas & Electric Co","CA","Delivery","Investor Owned",7.4619931890288399E-2,4.0885625496895998E-2,0.10138724354121501]
[95987,14328,"PG&E","Pacific Gas & Electric Co","CA","Delivery","Investor Owned",7.4619931890288399E-2,4.0885625496895998E-2,0.10138724354121501]
[95984,14328,"PG&E","Pacific Gas & Electric Co","CA","Delivery","Investor Owned",7.4619931890288399E-2,4.0885625496895998E-2,0.10138724354121501]
[95982,14328,"PG&E","Pacific Gas & Electric Co","CA","Delivery","Investor Owned",7.4619931890288399E-2,4.0885625496895998E-2,0.10138724354121501]
[95983,14328,"PG&E","Pacific Gas & Electric Co","CA","Delivery","Investor Owned",7.4619931890288399E-2,4.0885625496895998E-2,0.10138724354121501]
[95980,14328,"PG&E","Pacific Gas & Electric Co","CA","Delivery","Investor Owned",7.4619931890288399E-2,4.0885625496895998E-2,0.10138724354121501]
[95981,14328,"PG&E","Pacific Gas & Electric Co","CA","Delivery","Investor Owned",7.4619931890288399E-2,4.0885625496895998E-2,0.10138724354121501]
[95988,14328,"PG&E","Pacific Gas & Electric Co","CA","Delivery","Investor Owned",7.4619931890288399E-2,4.0885625496895998E-2,0.10138724354121501]
[93206,14328,"PG&E","Pacific Gas & Electric Co","CA","Delivery","Investor Owned",7.4619931890288399E-2,4.0885625496895998E-2,0.10138724354121501]
[93204,14328,"PG&E","Pacific Gas & Electric Co","CA","Delivery","Investor Owned",7.4619931890288399E-2,4.0885625496895998E-2,0.10138724354121501]
[93201,14328,"PG&E","Pacific Gas & Electric Co","CA","Delivery","Investor Owned",7.4619931890288399E-2,4.0885625496895998E-2,0.10138724354121501]
[94615,14328,"PG&E","Pacific Gas & Electric Co","CA","Delivery","Investor Owned",7.4619931890288399E-2,4.0885625496895998E-2,0.10138724354121501]
[94617,14328,"PG&E","Pacific Gas & Electric Co","CA","Delivery","Investor Owned",7.4619931890288399E-2,4.0885625496895998E-2,0.10138724354121501]
[94611,14328,"PG&E","Pacific Gas & Electric Co","CA","Delivery","Investor Owned",7.4619931890288399E-2,4.0885625496895998E-2,0.10138724354121501]
[94610,14328,"PG&E","Pacific Gas & Electric Co","CA","Delivery","Investor Owned",7.4619931890288399E-2,4.0885625496895998E-2,0.10138724354121501]
[94619,14328,"PG&E","Pacific Gas & Electric Co","CA","Delivery","Investor Owned",7.4619931890288399E-2,4.0885625496895998E-2,0.10138724354121501]
[94516,14328,"PG&E","Pacific Gas & Electric Co","CA","Delivery","Investor Owned",7.4619931890288399E-2,4.0885625496895998E-2,0.10138724354121501]
[93203,14328,"PG&E","Pacific Gas & Electric Co","CA","Delivery","Investor Owned",7.4619931890288399E-2,4.0885625496895998E-2,0.10138724354121501]
[93561,14328,"PG&E","Pacific Gas & Electric Co","CA","Delivery","Investor Owned",7.4619931890288399E-2,4.0885625496895998E-2,0.10138724354121501]
[95502,14328,"PG&E","Pacific Gas & Electric Co","CA","Delivery","Investor Owned",7.4619931890288399E-2,4.0885625496895998E-2,0.10138724354121501]
[95503,14328,"PG&E","Pacific Gas & Electric Co","CA","Delivery","Investor Owned",7.4619931890288399E-2,4.0885625496895998E-2,0.10138724354121501]
[95501,14328,"PG&E","Pacific Gas & Electric Co","CA","Delivery","Investor Owned",7.4619931890288399E-2,4.0885625496895998E-2,0.10138724354121501]
[95151,14328,"PG&E","Pacific Gas & Electric Co","CA","Delivery","Investor Owned",7.4619931890288399E-2,4.0885625496895998E-2,0.10138724354121501]
[95150,14328,"PG&E","Pacific Gas & Electric Co","CA","Delivery","Investor Owned",7.4619931890288399E-2,4.0885625496895998E-2,0.10138724354121501]
[95153,14328,"PG&E","Pacific Gas & Electric Co","CA","Delivery","Investor Owned",7.4619931890288399E-2,4.0885625496895998E-2,0.10138724354121501]
[96068,14328,"PG&E","Pacific Gas & Electric Co","CA","Delivery","Investor Owned",7.4619931890288399E-2,4.0885625496895998E-2,0.10138724354121501]
[96069,14328,"PG&E","Pacific Gas & Electric Co","CA","Delivery","Investor Owned",7.4619931890288399E-2,4.0885625496895998E-2,0.10138724354121501]
[96065,14328,"PG&E","Pacific Gas & Electric Co","CA","Delivery","Investor Owned",7.4619931890288399E-2,4.0885625496895998E-2,0.10138724354121501]
[96061,14328,"PG&E","Pacific Gas & Electric Co","CA","Delivery","Investor Owned",7.4619931890288399E-2,4.0885625496895998E-2,0.10138724354121501]
[96062,14328,"PG&E","Pacific Gas & Electric Co","CA","Delivery","Investor Owned",7.4619931890288399E-2,4.0885625496895998E-2,0.10138724354121501]
[96063,14328,"PG&E","Pacific Gas & Electric Co","CA","Delivery","Investor Owned",7.4619931890288399E-2,4.0885625496895998E-2,0.10138724354121501]
[94614,14328,"PG&E","Pacific Gas & Electric Co","CA","Delivery","Investor Owned",7.4619931890288399E-2,4.0885625496895998E-2,0.10138724354121501]
[94612,14328,"PG&E","Pacific Gas & Electric Co","CA","Delivery","Investor Owned",7.4619931890288399E-2,4.0885625496895998E-2,0.10138724354121501]
[94618,14328,"PG&E","Pacific Gas & Electric Co","CA","Delivery","Investor Owned",7.4619931890288399E-2,4.0885625496895998E-2,0.10138724354121501]
[94807,14328,"PG&E","Pacific Gas & Electric Co","CA","Delivery","Investor Owned",7.4619931890288399E-2,4.0885625496895998E-2,0.10138724354121501]
[93737,14328,"PG&E","Pacific Gas & Electric Co","CA","Delivery","Investor Owned",7.4619931890288399E-2,4.0885625496895998E-2,0.10138724354121501]
[93730,14328,"PG&E","Pacific Gas & Electric Co","CA","Delivery","Investor Owned",7.4619931890288399E-2,4.0885625496895998E-2,0.10138724354121501]
[94926,14328,"PG&E","Pacific Gas & Electric Co","CA","Delivery","Investor Owned",7.4619931890288399E-2,4.0885625496895998E-2,0.10138724354121501]
[94925,14328,"PG&E","Pacific Gas & Electric Co","CA","Delivery","Investor Owned",7.4619931890288399E-2,4.0885625496895998E-2,0.10138724354121501]
[95903,14328,"PG&E","Pacific Gas & Electric Co","CA","Delivery","Investor Owned",7.4619931890288399E-2,4.0885625496895998E-2,0.10138724354121501]
[95901,14328,"PG&E","Pacific Gas & Electric Co","CA","Delivery","Investor Owned",7.4619931890288399E-2,4.0885625496895998E-2,0.10138724354121501]
[95128,14328,"PG&E","Pacific Gas & Electric Co","CA","Delivery","Investor Owned",7.4619931890288399E-2,4.0885625496895998E-2,0.10138724354121501]
[95124,14328,"PG&E","Pacific Gas & Electric Co","CA","Delivery","Investor Owned",7.4619931890288399E-2,4.0885625496895998E-2,0.10138724354121501]
[95125,14328,"PG&E","Pacific Gas & Electric Co","CA","Delivery","Investor Owned",7.4619931890288399E-2,4.0885625496895998E-2,0.10138724354121501]
[95126,14328,"PG&E","Pacific Gas & Electric Co","CA","Delivery","Investor Owned",7.4619931890288399E-2,4.0885625496895998E-2,0.10138724354121501]
[95120,14328,"PG&E","Pacific Gas & Electric Co","CA","Delivery","Investor Owned",7.4619931890288399E-2,4.0885625496895998E-2,0.10138724354121501]
[95122,14328,"PG&E","Pacific Gas & Electric Co","CA","Delivery","Investor Owned",7.4619931890288399E-2,4.0885625496895998E-2,0.10138724354121501]
[96013,14328,"PG&E","Pacific Gas & Electric Co","CA","Delivery","Investor Owned",7.4619931890288399E-2,4.0885625496895998E-2,0.10138724354121501]
[94535,14328,"PG&E","Pacific Gas & Electric Co","CA","Delivery","Investor Owned",7.4619931890288399E-2,4.0885625496895998E-2,0.10138724354121501]
[94531,14328,"PG&E","Pacific Gas & Electric Co","CA","Delivery","Investor Owned",7.4619931890288399E-2,4.0885625496895998E-2,0.10138724354121501]
[94590,14328,"PG&E","Pacific Gas & Electric Co","CA","Delivery","Investor Owned",7.4619931890288399E-2,4.0885625496895998E-2,0.10138724354121501]
[95735,14328,"PG&E","Pacific Gas & Electric Co","CA","Delivery","Investor Owned",7.4619931890288399E-2,4.0885625496895998E-2,0.10138724354121501]
[95736,14328,"PG&E","Pacific Gas & Electric Co","CA","Delivery","Investor Owned",7.4619931890288399E-2,4.0885625496895998E-2,0.10138724354121501]
[95008,14328,"PG&E","Pacific Gas & Electric Co","CA","Delivery","Investor Owned",7.4619931890288399E-2,4.0885625496895998E-2,0.10138724354121501]
[95007,14328,"PG&E","Pacific Gas & Electric Co","CA","Delivery","Investor Owned",7.4619931890288399E-2,4.0885625496895998E-2,0.10138724354121501]
[95006,14328,"PG&E","Pacific Gas & Electric Co","CA","Delivery","Investor Owned",7.4619931890288399E-2,4.0885625496895998E-2,0.10138724354121501]
[95005,14328,"PG&E","Pacific Gas & Electric Co","CA","Delivery","Investor Owned",7.4619931890288399E-2,4.0885625496895998E-2,0.10138724354121501]
[95004,14328,"PG&E","Pacific Gas & Electric Co","CA","Delivery","Investor Owned",7.4619931890288399E-2,4.0885625496895998E-2,0.10138724354121501]
[95003,14328,"PG&E","Pacific Gas & Electric Co","CA","Delivery","Investor Owned",7.4619931890288399E-2,4.0885625496895998E-2,0.10138724354121501]
[95002,14328,"PG&E","Pacific Gas & Electric Co","CA","Delivery","Investor Owned",7.4619931890288399E-2,4.0885625496895998E-2,0.10138724354121501]
[95001,14328,"PG&E","Pacific Gas & Electric Co","CA","Delivery","Investor Owned",7.4619931890288399E-2,4.0885625496895998E-2,0.10138724354121501]
[93779,14328,"PG&E","Pacific Gas & Electric Co","CA","Delivery","Investor Owned",7.4619931890288399E-2,4.0885625496895998E-2,0.10138724354121501]
[93778,14328,"PG&E","Pacific Gas & Electric Co","CA","Delivery","Investor Owned",7.4619931890288399E-2,4.0885625496895998E-2,0.10138724354121501]
[93773,14328,"PG&E","Pacific Gas & Electric Co","CA","Delivery","Investor Owned",7.4619931890288399E-2,4.0885625496895998E-2,0.10138724354121501]
[93772,14328,"PG&E","Pacific Gas & Electric Co","CA","Delivery","Investor Owned",7.4619931890288399E-2,4.0885625496895998E-2,0.10138724354121501]
[94569,14328,"PG&E","Pacific Gas & Electric Co","CA","Delivery","Investor Owned",7.4619931890288399E-2,4.0885625496895998E-2,0.10138724354121501]
[94568,14328,"PG&E","Pacific Gas & Electric Co","CA","Delivery","Investor Owned",7.4619931890288399E-2,4.0885625496895998E-2,0.10138724354121501]
[94567,14328,"PG&E","Pacific Gas & Electric Co","CA","Delivery","Investor Owned",7.4619931890288399E-2,4.0885625496895998E-2,0.10138724354121501]
[94566,14328,"PG&E","Pacific Gas & Electric Co","CA","Delivery","Investor Owned",7.4619931890288399E-2,4.0885625496895998E-2,0.10138724354121501]
[94565,14328,"PG&E","Pacific Gas & Electric Co","CA","Delivery","Investor Owned",7.4619931890288399E-2,4.0885625496895998E-2,0.10138724354121501]
[94564,14328,"PG&E","Pacific Gas & Electric Co","CA","Delivery","Investor Owned",7.4619931890288399E-2,4.0885625496895998E-2,0.10138724354121501]
[94563,14328,"PG&E","Pacific Gas & Electric Co","CA","Delivery","Investor Owned",7.4619931890288399E-2,4.0885625496895998E-2,0.10138724354121501]
[94562,14328,"PG&E","Pacific Gas & Electric Co","CA","Delivery","Investor Owned",7.4619931890288399E-2,4.0885625496895998E-2,0.10138724354121501]
[94561,14328,"PG&E","Pacific Gas & Electric Co","CA","Delivery","Investor Owned",7.4619931890288399E-2,4.0885625496895998E-2,0.10138724354121501]
[94560,14328,"PG&E","Pacific Gas & Electric Co","CA","Delivery","Investor Owned",7.4619931890288399E-2,4.0885625496895998E-2,0.10138724354121501]
[95219,14328,"PG&E","Pacific Gas & Electric Co","CA","Delivery","Investor Owned",7.4619931890288399E-2,4.0885625496895998E-2,0.10138724354121501]
[95212,14328,"PG&E","Pacific Gas & Electric Co","CA","Delivery","Investor Owned",7.4619931890288399E-2,4.0885625496895998E-2,0.10138724354121501]
[95213,14328,"PG&E","Pacific Gas & Electric Co","CA","Delivery","Investor Owned",7.4619931890288399E-2,4.0885625496895998E-2,0.10138724354121501]
[95210,14328,"PG&E","Pacific Gas & Electric Co","CA","Delivery","Investor Owned",7.4619931890288399E-2,4.0885625496895998E-2,0.10138724354121501]
[95211,14328,"PG&E","Pacific Gas & Electric Co","CA","Delivery","Investor Owned",7.4619931890288399E-2,4.0885625496895998E-2,0.10138724354121501]
[95435,14328,"PG&E","Pacific Gas & Electric Co","CA","Delivery","Investor Owned",7.4619931890288399E-2,4.0885625496895998E-2,0.10138724354121501]
[93117,14328,"PG&E","Pacific Gas & Electric Co","CA","Delivery","Investor Owned",7.4619931890288399E-2,4.0885625496895998E-2,0.10138724354121501]
[95430,14328,"PG&E","Pacific Gas & Electric Co","CA","Delivery","Investor Owned",7.4619931890288399E-2,4.0885625496895998E-2,0.10138724354121501]
[95633,14328,"PG&E","Pacific Gas & Electric Co","CA","Delivery","Investor Owned",7.4619931890288399E-2,4.0885625496895998E-2,0.10138724354121501]
[95634,14328,"PG&E","Pacific Gas & Electric Co","CA","Delivery","Investor Owned",7.4619931890288399E-2,4.0885625496895998E-2,0.10138724354121501]
[95018,14328,"PG&E","Pacific Gas & Electric Co","CA","Delivery","Investor Owned",7.4619931890288399E-2,4.0885625496895998E-2,0.10138724354121501]
[95019,14328,"PG&E","Pacific Gas & Electric Co","CA","Delivery","Investor Owned",7.4619931890288399E-2,4.0885625496895998E-2,0.10138724354121501]
[95014,14328,"PG&E","Pacific Gas & Electric Co","CA","Delivery","Investor Owned",7.4619931890288399E-2,4.0885625496895998E-2,0.10138724354121501]
[95015,14328,"PG&E","Pacific Gas & Electric Co","CA","Delivery","Investor Owned",7.4619931890288399E-2,4.0885625496895998E-2,0.10138724354121501]
[95173,14328,"PG&E","Pacific Gas & Electric Co","CA","Delivery","Investor Owned",7.4619931890288399E-2,4.0885625496895998E-2,0.10138724354121501]
[95172,14328,"PG&E","Pacific Gas & Electric Co","CA","Delivery","Investor Owned",7.4619931890288399E-2,4.0885625496895998E-2,0.10138724354121501]
[96107,14328,"PG&E","Pacific Gas & Electric Co","CA","Delivery","Investor Owned",7.4619931890288399E-2,4.0885625496895998E-2,0.10138724354121501]
[95439,14328,"PG&E","Pacific Gas & Electric Co","CA","Delivery","Investor Owned",7.4619931890288399E-2,4.0885625496895998E-2,0.10138724354121501]
[95436,14328,"PG&E","Pacific Gas & Electric Co","CA","Delivery","Investor Owned",7.4619931890288399E-2,4.0885625496895998E-2,0.10138724354121501]
[95437,14328,"PG&E","Pacific Gas & Electric Co","CA","Delivery","Investor Owned",7.4619931890288399E-2,4.0885625496895998E-2,0.10138724354121501]
[95432,14328,"PG&E","Pacific Gas & Electric Co","CA","Delivery","Investor Owned",7.4619931890288399E-2,4.0885625496895998E-2,0.10138724354121501]
[95391,14328,"PG&E","Pacific Gas & Electric Co","CA","Delivery","Investor Owned",7.4619931890288399E-2,4.0885625496895998E-2,0.10138724354121501]
[95627,14328,"PG&E","Pacific Gas & Electric Co","CA","Delivery","Investor Owned",7.4619931890288399E-2,4.0885625496895998E-2,0.10138724354121501]
[95626,14328,"PG&E","Pacific Gas & Electric Co","CA","Delivery","Investor Owned",7.4619931890288399E-2,4.0885625496895998E-2,0.10138724354121501]
[95625,14328,"PG&E","Pacific Gas & Electric Co","CA","Delivery","Investor Owned",7.4619931890288399E-2,4.0885625496895998E-2,0.10138724354121501]
[95623,14328,"PG&E","Pacific Gas & Electric Co","CA","Delivery","Investor Owned",7.4619931890288399E-2,4.0885625496895998E-2,0.10138724354121501]
[94938,14328,"PG&E","Pacific Gas & Electric Co","CA","Delivery","Investor Owned",7.4619931890288399E-2,4.0885625496895998E-2,0.10138724354121501]
[94939,14328,"PG&E","Pacific Gas & Electric Co","CA","Delivery","Investor Owned",7.4619931890288399E-2,4.0885625496895998E-2,0.10138724354121501]
[94930,14328,"PG&E","Pacific Gas & Electric Co","CA","Delivery","Investor Owned",7.4619931890288399E-2,4.0885625496895998E-2,0.10138724354121501]
[94931,14328,"PG&E","Pacific Gas & Electric Co","CA","Delivery","Investor Owned",7.4619931890288399E-2,4.0885625496895998E-2,0.10138724354121501]
[94933,14328,"PG&E","Pacific Gas & Electric Co","CA","Delivery","Investor Owned",7.4619931890288399E-2,4.0885625496895998E-2,0.10138724354121501]
[94937,14328,"PG&E","Pacific Gas & Electric Co","CA","Delivery","Investor Owned",7.4619931890288399E-2,4.0885625496895998E-2,0.10138724354121501]
[95601,14328,"PG&E","Pacific Gas & Electric Co","CA","Delivery","Investor Owned",7.4619931890288399E-2,4.0885625496895998E-2,0.10138724354121501]
[95603,14328,"PG&E","Pacific Gas & Electric Co","CA","Delivery","Investor Owned",7.4619931890288399E-2,4.0885625496895998E-2,0.10138724354121501]
[95602,14328,"PG&E","Pacific Gas & Electric Co","CA","Delivery","Investor Owned",7.4619931890288399E-2,4.0885625496895998E-2,0.10138724354121501]
[95605,14328,"PG&E","Pacific Gas & Electric Co","CA","Delivery","Investor Owned",7.4619931890288399E-2,4.0885625496895998E-2,0.10138724354121501]
[95607,14328,"PG&E","Pacific Gas & Electric Co","CA","Delivery","Investor Owned",7.4619931890288399E-2,4.0885625496895998E-2,0.10138724354121501]
[95606,14328,"PG&E","Pacific Gas & Electric Co","CA","Delivery","Investor Owned",7.4619931890288399E-2,4.0885625496895998E-2,0.10138724354121501]
[93609,14328,"PG&E","Pacific Gas & Electric Co","CA","Delivery","Investor Owned",7.4619931890288399E-2,4.0885625496895998E-2,0.10138724354121501]
[93608,14328,"PG&E","Pacific Gas & Electric Co","CA","Delivery","Investor Owned",7.4619931890288399E-2,4.0885625496895998E-2,0.10138724354121501]
[93603,14328,"PG&E","Pacific Gas & Electric Co","CA","Delivery","Investor Owned",7.4619931890288399E-2,4.0885625496895998E-2,0.10138724354121501]
[93607,14328,"PG&E","Pacific Gas & Electric Co","CA","Delivery","Investor Owned",7.4619931890288399E-2,4.0885625496895998E-2,0.10138724354121501]
[93604,14328,"PG&E","Pacific Gas & Electric Co","CA","Delivery","Investor Owned",7.4619931890288399E-2,4.0885625496895998E-2,0.10138724354121501]
[93662,14328,"PG&E","Pacific Gas & Electric Co","CA","Delivery","Investor Owned",7.4619931890288399E-2,4.0885625496895998E-2,0.10138724354121501]
[93665,14328,"PG&E","Pacific Gas & Electric Co","CA","Delivery","Investor Owned",7.4619931890288399E-2,4.0885625496895998E-2,0.10138724354121501]
[93664,14328,"PG&E","Pacific Gas & Electric Co","CA","Delivery","Investor Owned",7.4619931890288399E-2,4.0885625496895998E-2,0.10138724354121501]
[94613,14328,"PG&E","Pacific Gas & Electric Co","CA","Delivery","Investor Owned",7.4619931890288399E-2,4.0885625496895998E-2,0.10138724354121501]
[95832,14328,"PG&E","Pacific Gas & Electric Co","CA","Delivery","Investor Owned",7.4619931890288399E-2,4.0885625496895998E-2,0.10138724354121501]
[95833,14328,"PG&E","Pacific Gas & Electric Co","CA","Delivery","Investor Owned",7.4619931890288399E-2,4.0885625496895998E-2,0.10138724354121501]
[95831,14328,"PG&E","Pacific Gas & Electric Co","CA","Delivery","Investor Owned",7.4619931890288399E-2,4.0885625496895998E-2,0.10138724354121501]
[95836,14328,"PG&E","Pacific Gas & Electric Co","CA","Delivery","Investor Owned",7.4619931890288399E-2,4.0885625496895998E-2,0.10138724354121501]
[95837,14328,"PG&E","Pacific Gas & Electric Co","CA","Delivery","Investor Owned",7.4619931890288399E-2,4.0885625496895998E-2,0.10138724354121501]
[95834,14328,"PG&E","Pacific Gas & Electric Co","CA","Delivery","Investor Owned",7.4619931890288399E-2,4.0885625496895998E-2,0.10138724354121501]
[93888,14328,"PG&E","Pacific Gas & Electric Co","CA","Delivery","Investor Owned",7.4619931890288399E-2,4.0885625496895998E-2,0.10138724354121501]
[95458,14328,"PG&E","Pacific Gas & Electric Co","CA","Delivery","Investor Owned",7.4619931890288399E-2,4.0885625496895998E-2,0.10138724354121501]
[93412,14328,"PG&E","Pacific Gas & Electric Co","CA","Delivery","Investor Owned",7.4619931890288399E-2,4.0885625496895998E-2,0.10138724354121501]
[93410,14328,"PG&E","Pacific Gas & Electric Co","CA","Delivery","Investor Owned",7.4619931890288399E-2,4.0885625496895998E-2,0.10138724354121501]
[95318,14328,"PG&E","Pacific Gas & Electric Co","CA","Delivery","Investor Owned",7.4619931890288399E-2,4.0885625496895998E-2,0.10138724354121501]
[95313,14328,"PG&E","Pacific Gas & Electric Co","CA","Delivery","Investor Owned",7.4619931890288399E-2,4.0885625496895998E-2,0.10138724354121501]
[95311,14328,"PG&E","Pacific Gas & Electric Co","CA","Delivery","Investor Owned",7.4619931890288399E-2,4.0885625496895998E-2,0.10138724354121501]
[95310,14328,"PG&E","Pacific Gas & Electric Co","CA","Delivery","Investor Owned",7.4619931890288399E-2,4.0885625496895998E-2,0.10138724354121501]
[95317,14328,"PG&E","Pacific Gas & Electric Co","CA","Delivery","Investor Owned",7.4619931890288399E-2,4.0885625496895998E-2,0.10138724354121501]
[95316,14328,"PG&E","Pacific Gas & Electric Co","CA","Delivery","Investor Owned",7.4619931890288399E-2,4.0885625496895998E-2,0.10138724354121501]
[93254,14328,"PG&E","Pacific Gas & Electric Co","CA","Delivery","Investor Owned",7.4619931890288399E-2,4.0885625496895998E-2,0.10138724354121501]
[93256,14328,"PG&E","Pacific Gas & Electric Co","CA","Delivery","Investor Owned",7.4619931890288399E-2,4.0885625496895998E-2,0.10138724354121501]
[93250,14328,"PG&E","Pacific Gas & Electric Co","CA","Delivery","Investor Owned",7.4619931890288399E-2,4.0885625496895998E-2,0.10138724354121501]
[93251,14328,"PG&E","Pacific Gas & Electric Co","CA","Delivery","Investor Owned",7.4619931890288399E-2,4.0885625496895998E-2,0.10138724354121501]
[93252,14328,"PG&E","Pacific Gas & Electric Co","CA","Delivery","Investor Owned",7.4619931890288399E-2,4.0885625496895998E-2,0.10138724354121501]
[96150,14328,"PG&E","Pacific Gas & Electric Co","CA","Delivery","Investor Owned",7.4619931890288399E-2,4.0885625496895998E-2,0.10138724354121501]
[96155,14328,"PG&E","Pacific Gas & Electric Co","CA","Delivery","Investor Owned",7.4619931890288399E-2,4.0885625496895998E-2,0.10138724354121501]
[93926,14328,"PG&E","Pacific Gas & Electric Co","CA","Delivery","Investor Owned",7.4619931890288399E-2,4.0885625496895998E-2,0.10138724354121501]
[93927,14328,"PG&E","Pacific Gas & Electric Co","CA","Delivery","Investor Owned",7.4619931890288399E-2,4.0885625496895998E-2,0.10138724354121501]
[93924,14328,"PG&E","Pacific Gas & Electric Co","CA","Delivery","Investor Owned",7.4619931890288399E-2,4.0885625496895998E-2,0.10138724354121501]
[93925,14328,"PG&E","Pacific Gas & Electric Co","CA","Delivery","Investor Owned",7.4619931890288399E-2,4.0885625496895998E-2,0.10138724354121501]
[93922,14328,"PG&E","Pacific Gas & Electric Co","CA","Delivery","Investor Owned",7.4619931890288399E-2,4.0885625496895998E-2,0.10138724354121501]
[93923,14328,"PG&E","Pacific Gas & Electric Co","CA","Delivery","Investor Owned",7.4619931890288399E-2,4.0885625496895998E-2,0.10138724354121501]
[93920,14328,"PG&E","Pacific Gas & Electric Co","CA","Delivery","Investor Owned",7.4619931890288399E-2,4.0885625496895998E-2,0.10138724354121501]
[93921,14328,"PG&E","Pacific Gas & Electric Co","CA","Delivery","Investor Owned",7.4619931890288399E-2,4.0885625496895998E-2,0.10138724354121501]
[93928,14328,"PG&E","Pacific Gas & Electric Co","CA","Delivery","Investor Owned",7.4619931890288399E-2,4.0885625496895998E-2,0.10138724354121501]
[95334,14328,"PG&E","Pacific Gas & Electric Co","CA","Delivery","Investor Owned",7.4619931890288399E-2,4.0885625496895998E-2,0.10138724354121501]
[95336,14328,"PG&E","Pacific Gas & Electric Co","CA","Delivery","Investor Owned",7.4619931890288399E-2,4.0885625496895998E-2,0.10138724354121501]
[95330,14328,"PG&E","Pacific Gas & Electric Co","CA","Delivery","Investor Owned",7.4619931890288399E-2,4.0885625496895998E-2,0.10138724354121501]
[95573,14328,"PG&E","Pacific Gas & Electric Co","CA","Delivery","Investor Owned",7.4619931890288399E-2,4.0885625496895998E-2,0.10138724354121501]
[95571,14328,"PG&E","Pacific Gas & Electric Co","CA","Delivery","Investor Owned",7.4619931890288399E-2,4.0885625496895998E-2,0.10138724354121501]
[95570,14328,"PG&E","Pacific Gas & Electric Co","CA","Delivery","Investor Owned",7.4619931890288399E-2,4.0885625496895998E-2,0.10138724354121501]
[95681,14328,"PG&E","Pacific Gas & Electric Co","CA","Delivery","Investor Owned",7.4619931890288399E-2,4.0885625496895998E-2,0.10138724354121501]
[95685,14328,"PG&E","Pacific Gas & Electric Co","CA","Delivery","Investor Owned",7.4619931890288399E-2,4.0885625496895998E-2,0.10138724354121501]
[95684,14328,"PG&E","Pacific Gas & Electric Co","CA","Delivery","Investor Owned",7.4619931890288399E-2,4.0885625496895998E-2,0.10138724354121501]
[95687,14328,"PG&E","Pacific Gas & Electric Co","CA","Delivery","Investor Owned",7.4619931890288399E-2,4.0885625496895998E-2,0.10138724354121501]
[95686,14328,"PG&E","Pacific Gas & Electric Co","CA","Delivery","Investor Owned",7.4619931890288399E-2,4.0885625496895998E-2,0.10138724354121501]
[95689,14328,"PG&E","Pacific Gas & Electric Co","CA","Delivery","Investor Owned",7.4619931890288399E-2,4.0885625496895998E-2,0.10138724354121501]
[95688,14328,"PG&E","Pacific Gas & Electric Co","CA","Delivery","Investor Owned",7.4619931890288399E-2,4.0885625496895998E-2,0.10138724354121501]
[93276,14328,"PG&E","Pacific Gas & Electric Co","CA","Delivery","Investor Owned",7.4619931890288399E-2,4.0885625496895998E-2,0.10138724354121501]
[93272,14328,"PG&E","Pacific Gas & Electric Co","CA","Delivery","Investor Owned",7.4619931890288399E-2,4.0885625496895998E-2,0.10138724354121501]
[96055,14328,"PG&E","Pacific Gas & Electric Co","CA","Delivery","Investor Owned",7.4619931890288399E-2,4.0885625496895998E-2,0.10138724354121501]
[96054,14328,"PG&E","Pacific Gas & Electric Co","CA","Delivery","Investor Owned",7.4619931890288399E-2,4.0885625496895998E-2,0.10138724354121501]
[96056,14328,"PG&E","Pacific Gas & Electric Co","CA","Delivery","Investor Owned",7.4619931890288399E-2,4.0885625496895998E-2,0.10138724354121501]
[96051,14328,"PG&E","Pacific Gas & Electric Co","CA","Delivery","Investor Owned",7.4619931890288399E-2,4.0885625496895998E-2,0.10138724354121501]
[96052,14328,"PG&E","Pacific Gas & Electric Co","CA","Delivery","Investor Owned",7.4619931890288399E-2,4.0885625496895998E-2,0.10138724354121501]
[96059,14328,"PG&E","Pacific Gas & Electric Co","CA","Delivery","Investor Owned",7.4619931890288399E-2,4.0885625496895998E-2,0.10138724354121501]
[96058,14328,"PG&E","Pacific Gas & Electric Co","CA","Delivery","Investor Owned",7.4619931890288399E-2,4.0885625496895998E-2,0.10138724354121501]
[94039,14328,"PG&E","Pacific Gas & Electric Co","CA","Delivery","Investor Owned",7.4619931890288399E-2,4.0885625496895998E-2,0.10138724354121501]
[95722,14328,"PG&E","Pacific Gas & Electric Co","CA","Delivery","Investor Owned",7.4619931890288399E-2,4.0885625496895998E-2,0.10138724354121501]
[95720,14328,"PG&E","Pacific Gas & Electric Co","CA","Delivery","Investor Owned",7.4619931890288399E-2,4.0885625496895998E-2,0.10138724354121501]
[95721,14328,"PG&E","Pacific Gas & Electric Co","CA","Delivery","Investor Owned",7.4619931890288399E-2,4.0885625496895998E-2,0.10138724354121501]
[95726,14328,"PG&E","Pacific Gas & Electric Co","CA","Delivery","Investor Owned",7.4619931890288399E-2,4.0885625496895998E-2,0.10138724354121501]
[93764,14328,"PG&E","Pacific Gas & Electric Co","CA","Delivery","Investor Owned",7.4619931890288399E-2,4.0885625496895998E-2,0.10138724354121501]
[93765,14328,"PG&E","Pacific Gas & Electric Co","CA","Delivery","Investor Owned",7.4619931890288399E-2,4.0885625496895998E-2,0.10138724354121501]
[93760,14328,"PG&E","Pacific Gas & Electric Co","CA","Delivery","Investor Owned",7.4619931890288399E-2,4.0885625496895998E-2,0.10138724354121501]
[93761,14328,"PG&E","Pacific Gas & Electric Co","CA","Delivery","Investor Owned",7.4619931890288399E-2,4.0885625496895998E-2,0.10138724354121501]
[95322,14328,"PG&E","Pacific Gas & Electric Co","CA","Delivery","Investor Owned",7.4619931890288399E-2,4.0885625496895998E-2,0.10138724354121501]
[95323,14328,"PG&E","Pacific Gas & Electric Co","CA","Delivery","Investor Owned",7.4619931890288399E-2,4.0885625496895998E-2,0.10138724354121501]
[95320,14328,"PG&E","Pacific Gas & Electric Co","CA","Delivery","Investor Owned",7.4619931890288399E-2,4.0885625496895998E-2,0.10138724354121501]
[95204,14328,"PG&E","Pacific Gas & Electric Co","CA","Delivery","Investor Owned",7.4619931890288399E-2,4.0885625496895998E-2,0.10138724354121501]
[94649,14328,"PG&E","Pacific Gas & Electric Co","CA","Delivery","Investor Owned",7.4619931890288399E-2,4.0885625496895998E-2,0.10138724354121501]
[95115,14328,"PG&E","Pacific Gas & Electric Co","CA","Delivery","Investor Owned",7.4619931890288399E-2,4.0885625496895998E-2,0.10138724354121501]
[95117,14328,"PG&E","Pacific Gas & Electric Co","CA","Delivery","Investor Owned",7.4619931890288399E-2,4.0885625496895998E-2,0.10138724354121501]
[95116,14328,"PG&E","Pacific Gas & Electric Co","CA","Delivery","Investor Owned",7.4619931890288399E-2,4.0885625496895998E-2,0.10138724354121501]
[95111,14328,"PG&E","Pacific Gas & Electric Co","CA","Delivery","Investor Owned",7.4619931890288399E-2,4.0885625496895998E-2,0.10138724354121501]
[95110,14328,"PG&E","Pacific Gas & Electric Co","CA","Delivery","Investor Owned",7.4619931890288399E-2,4.0885625496895998E-2,0.10138724354121501]
[95113,14328,"PG&E","Pacific Gas & Electric Co","CA","Delivery","Investor Owned",7.4619931890288399E-2,4.0885625496895998E-2,0.10138724354121501]
[95112,14328,"PG&E","Pacific Gas & Electric Co","CA","Delivery","Investor Owned",7.4619931890288399E-2,4.0885625496895998E-2,0.10138724354121501]
[95119,14328,"PG&E","Pacific Gas & Electric Co","CA","Delivery","Investor Owned",7.4619931890288399E-2,4.0885625496895998E-2,0.10138724354121501]
[95118,14328,"PG&E","Pacific Gas & Electric Co","CA","Delivery","Investor Owned",7.4619931890288399E-2,4.0885625496895998E-2,0.10138724354121501]
[93514,14328,"PG&E","Pacific Gas & Electric Co","CA","Delivery","Investor Owned",7.4619931890288399E-2,4.0885625496895998E-2,0.10138724354121501]
[93513,14328,"PG&E","Pacific Gas & Electric Co","CA","Delivery","Investor Owned",7.4619931890288399E-2,4.0885625496895998E-2,0.10138724354121501]
[93518,14328,"PG&E","Pacific Gas & Electric Co","CA","Delivery","Investor Owned",7.4619931890288399E-2,4.0885625496895998E-2,0.10138724354121501]
[95228,14328,"PG&E","Pacific Gas & Electric Co","CA","Delivery","Investor Owned",7.4619931890288399E-2,4.0885625496895998E-2,0.10138724354121501]
[95220,14328,"PG&E","Pacific Gas & Electric Co","CA","Delivery","Investor Owned",7.4619931890288399E-2,4.0885625496895998E-2,0.10138724354121501]
[95054,14328,"PG&E","Pacific Gas & Electric Co","CA","Delivery","Investor Owned",7.4619931890288399E-2,4.0885625496895998E-2,0.10138724354121501]
[95050,14328,"PG&E","Pacific Gas & Electric Co","CA","Delivery","Investor Owned",7.4619931890288399E-2,4.0885625496895998E-2,0.10138724354121501]
[95051,14328,"PG&E","Pacific Gas & Electric Co","CA","Delivery","Investor Owned",7.4619931890288399E-2,4.0885625496895998E-2,0.10138724354121501]
[95296,14328,"PG&E","Pacific Gas & Electric Co","CA","Delivery","Investor Owned",7.4619931890288399E-2,4.0885625496895998E-2,0.10138724354121501]
[95297,14328,"PG&E","Pacific Gas & Electric Co","CA","Delivery","Investor Owned",7.4619931890288399E-2,4.0885625496895998E-2,0.10138724354121501]
[93306,14328,"PG&E","Pacific Gas & Electric Co","CA","Delivery","Investor Owned",7.4619931890288399E-2,4.0885625496895998E-2,0.10138724354121501]
[93307,14328,"PG&E","Pacific Gas & Electric Co","CA","Delivery","Investor Owned",7.4619931890288399E-2,4.0885625496895998E-2,0.10138724354121501]
[93304,14328,"PG&E","Pacific Gas & Electric Co","CA","Delivery","Investor Owned",7.4619931890288399E-2,4.0885625496895998E-2,0.10138724354121501]
[93305,14328,"PG&E","Pacific Gas & Electric Co","CA","Delivery","Investor Owned",7.4619931890288399E-2,4.0885625496895998E-2,0.10138724354121501]
[93302,14328,"PG&E","Pacific Gas & Electric Co","CA","Delivery","Investor Owned",7.4619931890288399E-2,4.0885625496895998E-2,0.10138724354121501]
[93301,14328,"PG&E","Pacific Gas & Electric Co","CA","Delivery","Investor Owned",7.4619931890288399E-2,4.0885625496895998E-2,0.10138724354121501]
[93308,14328,"PG&E","Pacific Gas & Electric Co","CA","Delivery","Investor Owned",7.4619931890288399E-2,4.0885625496895998E-2,0.10138724354121501]
[93309,14328,"PG&E","Pacific Gas & Electric Co","CA","Delivery","Investor Owned",7.4619931890288399E-2,4.0885625496895998E-2,0.10138724354121501]
[94534,14328,"PG&E","Pacific Gas & Electric Co","CA","Delivery","Investor Owned",7.4619931890288399E-2,4.0885625496895998E-2,0.10138724354121501]
[94536,14328,"PG&E","Pacific Gas & Electric Co","CA","Delivery","Investor Owned",7.4619931890288399E-2,4.0885625496895998E-2,0.10138724354121501]
[94537,14328,"PG&E","Pacific Gas & Electric Co","CA","Delivery","Investor Owned",7.4619931890288399E-2,4.0885625496895998E-2,0.10138724354121501]
[94530,14328,"PG&E","Pacific Gas & Electric Co","CA","Delivery","Investor Owned",7.4619931890288399E-2,4.0885625496895998E-2,0.10138724354121501]
[94533,14328,"PG&E","Pacific Gas & Electric Co","CA","Delivery","Investor Owned",7.4619931890288399E-2,4.0885625496895998E-2,0.10138724354121501]
[94538,14328,"PG&E","Pacific Gas & Electric Co","CA","Delivery","Investor Owned",7.4619931890288399E-2,4.0885625496895998E-2,0.10138724354121501]
[94539,14328,"PG&E","Pacific Gas & Electric Co","CA","Delivery","Investor Owned",7.4619931890288399E-2,4.0885625496895998E-2,0.10138724354121501]
[94904,14328,"PG&E","Pacific Gas & Electric Co","CA","Delivery","Investor Owned",7.4619931890288399E-2,4.0885625496895998E-2,0.10138724354121501]
[93786,14328,"PG&E","Pacific Gas & Electric Co","CA","Delivery","Investor Owned",7.4619931890288399E-2,4.0885625496895998E-2,0.10138724354121501]
[94927,14328,"PG&E","Pacific Gas & Electric Co","CA","Delivery","Investor Owned",7.4619931890288399E-2,4.0885625496895998E-2,0.10138724354121501]
[93434,14328,"PG&E","Pacific Gas & Electric Co","CA","Delivery","Investor Owned",7.4619931890288399E-2,4.0885625496895998E-2,0.10138724354121501]
[93437,14328,"PG&E","Pacific Gas & Electric Co","CA","Delivery","Investor Owned",7.4619931890288399E-2,4.0885625496895998E-2,0.10138724354121501]
[95979,14328,"PG&E","Pacific Gas & Electric Co","CA","Delivery","Investor Owned",7.4619931890288399E-2,4.0885625496895998E-2,0.10138724354121501]
[95978,14328,"PG&E","Pacific Gas & Electric Co","CA","Delivery","Investor Owned",7.4619931890288399E-2,4.0885625496895998E-2,0.10138724354121501]
[95977,14328,"PG&E","Pacific Gas & Electric Co","CA","Delivery","Investor Owned",7.4619931890288399E-2,4.0885625496895998E-2,0.10138724354121501]
[95976,14328,"PG&E","Pacific Gas & Electric Co","CA","Delivery","Investor Owned",7.4619931890288399E-2,4.0885625496895998E-2,0.10138724354121501]
[95975,14328,"PG&E","Pacific Gas & Electric Co","CA","Delivery","Investor Owned",7.4619931890288399E-2,4.0885625496895998E-2,0.10138724354121501]
[95974,14328,"PG&E","Pacific Gas & Electric Co","CA","Delivery","Investor Owned",7.4619931890288399E-2,4.0885625496895998E-2,0.10138724354121501]
[95973,14328,"PG&E","Pacific Gas & Electric Co","CA","Delivery","Investor Owned",7.4619931890288399E-2,4.0885625496895998E-2,0.10138724354121501]
[95972,14328,"PG&E","Pacific Gas & Electric Co","CA","Delivery","Investor Owned",7.4619931890288399E-2,4.0885625496895998E-2,0.10138724354121501]
[95971,14328,"PG&E","Pacific Gas & Electric Co","CA","Delivery","Investor Owned",7.4619931890288399E-2,4.0885625496895998E-2,0.10138724354121501]
[95970,14328,"PG&E","Pacific Gas & Electric Co","CA","Delivery","Investor Owned",7.4619931890288399E-2,4.0885625496895998E-2,0.10138724354121501]
[95164,14328,"PG&E","Pacific Gas & Electric Co","CA","Delivery","Investor Owned",7.4619931890288399E-2,4.0885625496895998E-2,0.10138724354121501]
[94124,14328,"PG&E","Pacific Gas & Electric Co","CA","Delivery","Investor Owned",7.4619931890288399E-2,4.0885625496895998E-2,0.10138724354121501]
[94128,14328,"PG&E","Pacific Gas & Electric Co","CA","Delivery","Investor Owned",7.4619931890288399E-2,4.0885625496895998E-2,0.10138724354121501]
[94901,14328,"PG&E","Pacific Gas & Electric Co","CA","Delivery","Investor Owned",7.4619931890288399E-2,4.0885625496895998E-2,0.10138724354121501]
[94903,14328,"PG&E","Pacific Gas & Electric Co","CA","Delivery","Investor Owned",7.4619931890288399E-2,4.0885625496895998E-2,0.10138724354121501]
[95656,14328,"PG&E","Pacific Gas & Electric Co","CA","Delivery","Investor Owned",7.4619931890288399E-2,4.0885625496895998E-2,0.10138724354121501]
[95654,14328,"PG&E","Pacific Gas & Electric Co","CA","Delivery","Investor Owned",7.4619931890288399E-2,4.0885625496895998E-2,0.10138724354121501]
[95653,14328,"PG&E","Pacific Gas & Electric Co","CA","Delivery","Investor Owned",7.4619931890288399E-2,4.0885625496895998E-2,0.10138724354121501]
[95650,14328,"PG&E","Pacific Gas & Electric Co","CA","Delivery","Investor Owned",7.4619931890288399E-2,4.0885625496895998E-2,0.10138724354121501]
[95651,14328,"PG&E","Pacific Gas & Electric Co","CA","Delivery","Investor Owned",7.4619931890288399E-2,4.0885625496895998E-2,0.10138724354121501]
[95659,14328,"PG&E","Pacific Gas & Electric Co","CA","Delivery","Investor Owned",7.4619931890288399E-2,4.0885625496895998E-2,0.10138724354121501]
[93388,14328,"PG&E","Pacific Gas & Electric Co","CA","Delivery","Investor Owned",7.4619931890288399E-2,4.0885625496895998E-2,0.10138724354121501]
[93389,14328,"PG&E","Pacific Gas & Electric Co","CA","Delivery","Investor Owned",7.4619931890288399E-2,4.0885625496895998E-2,0.10138724354121501]
[93386,14328,"PG&E","Pacific Gas & Electric Co","CA","Delivery","Investor Owned",7.4619931890288399E-2,4.0885625496895998E-2,0.10138724354121501]
[93384,14328,"PG&E","Pacific Gas & Electric Co","CA","Delivery","Investor Owned",7.4619931890288399E-2,4.0885625496895998E-2,0.10138724354121501]
[93383,14328,"PG&E","Pacific Gas & Electric Co","CA","Delivery","Investor Owned",7.4619931890288399E-2,4.0885625496895998E-2,0.10138724354121501]
[93380,14328,"PG&E","Pacific Gas & Electric Co","CA","Delivery","Investor Owned",7.4619931890288399E-2,4.0885625496895998E-2,0.10138724354121501]
[95269,14328,"PG&E","Pacific Gas & Electric Co","CA","Delivery","Investor Owned",7.4619931890288399E-2,4.0885625496895998E-2,0.10138724354121501]
[95267,14328,"PG&E","Pacific Gas & Electric Co","CA","Delivery","Investor Owned",7.4619931890288399E-2,4.0885625496895998E-2,0.10138724354121501]
[95843,14328,"PG&E","Pacific Gas & Electric Co","CA","Delivery","Investor Owned",7.4619931890288399E-2,4.0885625496895998E-2,0.10138724354121501]
[94043,14328,"PG&E","Pacific Gas & Electric Co","CA","Delivery","Investor Owned",7.4619931890288399E-2,4.0885625496895998E-2,0.10138724354121501]
[93387,14328,"PG&E","Pacific Gas & Electric Co","CA","Delivery","Investor Owned",7.4619931890288399E-2,4.0885625496895998E-2,0.10138724354121501]
[93385,14328,"PG&E","Pacific Gas & Electric Co","CA","Delivery","Investor Owned",7.4619931890288399E-2,4.0885625496895998E-2,0.10138724354121501]
[93463,14328,"PG&E","Pacific Gas & Electric Co","CA","Delivery","Investor Owned",7.4619931890288399E-2,4.0885625496895998E-2,0.10138724354121501]
[93461,14328,"PG&E","Pacific Gas & Electric Co","CA","Delivery","Investor Owned",7.4619931890288399E-2,4.0885625496895998E-2,0.10138724354121501]
[93460,14328,"PG&E","Pacific Gas & Electric Co","CA","Delivery","Investor Owned",7.4619931890288399E-2,4.0885625496895998E-2,0.10138724354121501]
[93465,14328,"PG&E","Pacific Gas & Electric Co","CA","Delivery","Investor Owned",7.4619931890288399E-2,4.0885625496895998E-2,0.10138724354121501]
[93464,14328,"PG&E","Pacific Gas & Electric Co","CA","Delivery","Investor Owned",7.4619931890288399E-2,4.0885625496895998E-2,0.10138724354121501]
[95449,14328,"PG&E","Pacific Gas & Electric Co","CA","Delivery","Investor Owned",7.4619931890288399E-2,4.0885625496895998E-2,0.10138724354121501]
[95448,14328,"PG&E","Pacific Gas & Electric Co","CA","Delivery","Investor Owned",7.4619931890288399E-2,4.0885625496895998E-2,0.10138724354121501]
[95446,14328,"PG&E","Pacific Gas & Electric Co","CA","Delivery","Investor Owned",7.4619931890288399E-2,4.0885625496895998E-2,0.10138724354121501]
[95445,14328,"PG&E","Pacific Gas & Electric Co","CA","Delivery","Investor Owned",7.4619931890288399E-2,4.0885625496895998E-2,0.10138724354121501]
[95444,14328,"PG&E","Pacific Gas & Electric Co","CA","Delivery","Investor Owned",7.4619931890288399E-2,4.0885625496895998E-2,0.10138724354121501]
[95443,14328,"PG&E","Pacific Gas & Electric Co","CA","Delivery","Investor Owned",7.4619931890288399E-2,4.0885625496895998E-2,0.10138724354121501]
[95442,14328,"PG&E","Pacific Gas & Electric Co","CA","Delivery","Investor Owned",7.4619931890288399E-2,4.0885625496895998E-2,0.10138724354121501]
[95441,14328,"PG&E","Pacific Gas & Electric Co","CA","Delivery","Investor Owned",7.4619931890288399E-2,4.0885625496895998E-2,0.10138724354121501]
[95404,14328,"PG&E","Pacific Gas & Electric Co","CA","Delivery","Investor Owned",7.4619931890288399E-2,4.0885625496895998E-2,0.10138724354121501]
[93268,14328,"PG&E","Pacific Gas & Electric Co","CA","Delivery","Investor Owned",7.4619931890288399E-2,4.0885625496895998E-2,0.10138724354121501]
[93266,14328,"PG&E","Pacific Gas & Electric Co","CA","Delivery","Investor Owned",7.4619931890288399E-2,4.0885625496895998E-2,0.10138724354121501]
[93263,14328,"PG&E","Pacific Gas & Electric Co","CA","Delivery","Investor Owned",7.4619931890288399E-2,4.0885625496895998E-2,0.10138724354121501]
[93262,14328,"PG&E","Pacific Gas & Electric Co","CA","Delivery","Investor Owned",7.4619931890288399E-2,4.0885625496895998E-2,0.10138724354121501]
[96161,14328,"PG&E","Pacific Gas & Electric Co","CA","Delivery","Investor Owned",7.4619931890288399E-2,4.0885625496895998E-2,0.10138724354121501]
[96162,14328,"PG&E","Pacific Gas & Electric Co","CA","Delivery","Investor Owned",7.4619931890288399E-2,4.0885625496895998E-2,0.10138724354121501]
[93650,14328,"PG&E","Pacific Gas & Electric Co","CA","Delivery","Investor Owned",7.4619931890288399E-2,4.0885625496895998E-2,0.10138724354121501]
[93651,14328,"PG&E","Pacific Gas & Electric Co","CA","Delivery","Investor Owned",7.4619931890288399E-2,4.0885625496895998E-2,0.10138724354121501]
[93652,14328,"PG&E","Pacific Gas & Electric Co","CA","Delivery","Investor Owned",7.4619931890288399E-2,4.0885625496895998E-2,0.10138724354121501]
[93653,14328,"PG&E","Pacific Gas & Electric Co","CA","Delivery","Investor Owned",7.4619931890288399E-2,4.0885625496895998E-2,0.10138724354121501]
[93654,14328,"PG&E","Pacific Gas & Electric Co","CA","Delivery","Investor Owned",7.4619931890288399E-2,4.0885625496895998E-2,0.10138724354121501]
[95386,14328,"PG&E","Pacific Gas & Electric Co","CA","Delivery","Investor Owned",7.4619931890288399E-2,4.0885625496895998E-2,0.10138724354121501]
[93656,14328,"PG&E","Pacific Gas & Electric Co","CA","Delivery","Investor Owned",7.4619931890288399E-2,4.0885625496895998E-2,0.10138724354121501]
[93657,14328,"PG&E","Pacific Gas & Electric Co","CA","Delivery","Investor Owned",7.4619931890288399E-2,4.0885625496895998E-2,0.10138724354121501]
[95127,14328,"PG&E","Pacific Gas & Electric Co","CA","Delivery","Investor Owned",7.4619931890288399E-2,4.0885625496895998E-2,0.10138724354121501]
[95121,14328,"PG&E","Pacific Gas & Electric Co","CA","Delivery","Investor Owned",7.4619931890288399E-2,4.0885625496895998E-2,0.10138724354121501]
[95123,14328,"PG&E","Pacific Gas & Electric Co","CA","Delivery","Investor Owned",7.4619931890288399E-2,4.0885625496895998E-2,0.10138724354121501]
[93303,14328,"PG&E","Pacific Gas & Electric Co","CA","Delivery","Investor Owned",7.4619931890288399E-2,4.0885625496895998E-2,0.10138724354121501]
[96120,14328,"PG&E","Pacific Gas & Electric Co","CA","Delivery","Investor Owned",7.4619931890288399E-2,4.0885625496895998E-2,0.10138724354121501]
[94002,14328,"PG&E","Pacific Gas & Electric Co","CA","Delivery","Investor Owned",7.4619931890288399E-2,4.0885625496895998E-2,0.10138724354121501]
[94005,14328,"PG&E","Pacific Gas & Electric Co","CA","Delivery","Investor Owned",7.4619931890288399E-2,4.0885625496895998E-2,0.10138724354121501]
[94587,14328,"PG&E","Pacific Gas & Electric Co","CA","Delivery","Investor Owned",7.4619931890288399E-2,4.0885625496895998E-2,0.10138724354121501]
[94583,14328,"PG&E","Pacific Gas & Electric Co","CA","Delivery","Investor Owned",7.4619931890288399E-2,4.0885625496895998E-2,0.10138724354121501]
[94582,14328,"PG&E","Pacific Gas & Electric Co","CA","Delivery","Investor Owned",7.4619931890288399E-2,4.0885625496895998E-2,0.10138724354121501]
[94589,14328,"PG&E","Pacific Gas & Electric Co","CA","Delivery","Investor Owned",7.4619931890288399E-2,4.0885625496895998E-2,0.10138724354121501]
[94588,14328,"PG&E","Pacific Gas & Electric Co","CA","Delivery","Investor Owned",7.4619931890288399E-2,4.0885625496895998E-2,0.10138724354121501]
[93755,14328,"PG&E","Pacific Gas & Electric Co","CA","Delivery","Investor Owned",7.4619931890288399E-2,4.0885625496895998E-2,0.10138724354121501]
[95348,14328,"PG&E","Pacific Gas & Electric Co","CA","Delivery","Investor Owned",7.4619931890288399E-2,4.0885625496895998E-2,0.10138724354121501]
[95340,14328,"PG&E","Pacific Gas & Electric Co","CA","Delivery","Investor Owned",7.4619931890288399E-2,4.0885625496895998E-2,0.10138724354121501]
[95341,14328,"PG&E","Pacific Gas & Electric Co","CA","Delivery","Investor Owned",7.4619931890288399E-2,4.0885625496895998E-2,0.10138724354121501]
[95345,14328,"PG&E","Pacific Gas & Electric Co","CA","Delivery","Investor Owned",7.4619931890288399E-2,4.0885625496895998E-2,0.10138724354121501]
[95346,14328,"PG&E","Pacific Gas & Electric Co","CA","Delivery","Investor Owned",7.4619931890288399E-2,4.0885625496895998E-2,0.10138724354121501]
[95347,14328,"PG&E","Pacific Gas & Electric Co","CA","Delivery","Investor Owned",7.4619931890288399E-2,4.0885625496895998E-2,0.10138724354121501]
[93955,14328,"PG&E","Pacific Gas & Electric Co","CA","Delivery","Investor Owned",7.4619931890288399E-2,4.0885625496895998E-2,0.10138724354121501]
[93954,14328,"PG&E","Pacific Gas & Electric Co","CA","Delivery","Investor Owned",7.4619931890288399E-2,4.0885625496895998E-2,0.10138724354121501]
[93953,14328,"PG&E","Pacific Gas & Electric Co","CA","Delivery","Investor Owned",7.4619931890288399E-2,4.0885625496895998E-2,0.10138724354121501]
[93950,14328,"PG&E","Pacific Gas & Electric Co","CA","Delivery","Investor Owned",7.4619931890288399E-2,4.0885625496895998E-2,0.10138724354121501]
[93546,14328,"PG&E","Pacific Gas & Electric Co","CA","Delivery","Investor Owned",7.4619931890288399E-2,4.0885625496895998E-2,0.10138724354121501]
[94527,14328,"PG&E","Pacific Gas & Electric Co","CA","Delivery","Investor Owned",7.4619931890288399E-2,4.0885625496895998E-2,0.10138724354121501]
[95528,14328,"PG&E","Pacific Gas & Electric Co","CA","Delivery","Investor Owned",7.4619931890288399E-2,4.0885625496895998E-2,0.10138724354121501]
[95524,14328,"PG&E","Pacific Gas & Electric Co","CA","Delivery","Investor Owned",7.4619931890288399E-2,4.0885625496895998E-2,0.10138724354121501]
[95525,14328,"PG&E","Pacific Gas & Electric Co","CA","Delivery","Investor Owned",7.4619931890288399E-2,4.0885625496895998E-2,0.10138724354121501]
[95526,14328,"PG&E","Pacific Gas & Electric Co","CA","Delivery","Investor Owned",7.4619931890288399E-2,4.0885625496895998E-2,0.10138724354121501]
[95527,14328,"PG&E","Pacific Gas & Electric Co","CA","Delivery","Investor Owned",7.4619931890288399E-2,4.0885625496895998E-2,0.10138724354121501]
[95065,14328,"PG&E","Pacific Gas & Electric Co","CA","Delivery","Investor Owned",7.4619931890288399E-2,4.0885625496895998E-2,0.10138724354121501]
[95064,14328,"PG&E","Pacific Gas & Electric Co","CA","Delivery","Investor Owned",7.4619931890288399E-2,4.0885625496895998E-2,0.10138724354121501]
[95067,14328,"PG&E","Pacific Gas & Electric Co","CA","Delivery","Investor Owned",7.4619931890288399E-2,4.0885625496895998E-2,0.10138724354121501]
[95066,14328,"PG&E","Pacific Gas & Electric Co","CA","Delivery","Investor Owned",7.4619931890288399E-2,4.0885625496895998E-2,0.10138724354121501]
[95061,14328,"PG&E","Pacific Gas & Electric Co","CA","Delivery","Investor Owned",7.4619931890288399E-2,4.0885625496895998E-2,0.10138724354121501]
[95060,14328,"PG&E","Pacific Gas & Electric Co","CA","Delivery","Investor Owned",7.4619931890288399E-2,4.0885625496895998E-2,0.10138724354121501]
[95063,14328,"PG&E","Pacific Gas & Electric Co","CA","Delivery","Investor Owned",7.4619931890288399E-2,4.0885625496895998E-2,0.10138724354121501]
[95062,14328,"PG&E","Pacific Gas & Electric Co","CA","Delivery","Investor Owned",7.4619931890288399E-2,4.0885625496895998E-2,0.10138724354121501]
[96008,14328,"PG&E","Pacific Gas & Electric Co","CA","Delivery","Investor Owned",7.4619931890288399E-2,4.0885625496895998E-2,0.10138724354121501]
[96009,14328,"PG&E","Pacific Gas & Electric Co","CA","Delivery","Investor Owned",7.4619931890288399E-2,4.0885625496895998E-2,0.10138724354121501]
[96002,14328,"PG&E","Pacific Gas & Electric Co","CA","Delivery","Investor Owned",7.4619931890288399E-2,4.0885625496895998E-2,0.10138724354121501]
[96003,14328,"PG&E","Pacific Gas & Electric Co","CA","Delivery","Investor Owned",7.4619931890288399E-2,4.0885625496895998E-2,0.10138724354121501]
[96001,14328,"PG&E","Pacific Gas & Electric Co","CA","Delivery","Investor Owned",7.4619931890288399E-2,4.0885625496895998E-2,0.10138724354121501]
[93747,14328,"PG&E","Pacific Gas & Electric Co","CA","Delivery","Investor Owned",7.4619931890288399E-2,4.0885625496895998E-2,0.10138724354121501]
[94083,14328,"PG&E","Pacific Gas & Electric Co","CA","Delivery","Investor Owned",7.4619931890288399E-2,4.0885625496895998E-2,0.10138724354121501]
[94085,14328,"PG&E","Pacific Gas & Electric Co","CA","Delivery","Investor Owned",7.4619931890288399E-2,4.0885625496895998E-2,0.10138724354121501]
[94086,14328,"PG&E","Pacific Gas & Electric Co","CA","Delivery","Investor Owned",7.4619931890288399E-2,4.0885625496895998E-2,0.10138724354121501]
[94087,14328,"PG&E","Pacific Gas & Electric Co","CA","Delivery","Investor Owned",7.4619931890288399E-2,4.0885625496895998E-2,0.10138724354121501]
[94509,14328,"PG&E","Pacific Gas & Electric Co","CA","Delivery","Investor Owned",7.4619931890288399E-2,4.0885625496895998E-2,0.10138724354121501]
[94505,14328,"PG&E","Pacific Gas & Electric Co","CA","Delivery","Investor Owned",7.4619931890288399E-2,4.0885625496895998E-2,0.10138724354121501]
[94501,14328,"PG&E","Pacific Gas & Electric Co","CA","Delivery","Investor Owned",7.4619931890288399E-2,4.0885625496895998E-2,0.10138724354121501]
[95514,14328,"PG&E","Pacific Gas & Electric Co","CA","Delivery","Investor Owned",7.4619931890288399E-2,4.0885625496895998E-2,0.10138724354121501]
[95009,14328,"PG&E","Pacific Gas & Electric Co","CA","Delivery","Investor Owned",7.4619931890288399E-2,4.0885625496895998E-2,0.10138724354121501]
[95924,14328,"PG&E","Pacific Gas & Electric Co","CA","Delivery","Investor Owned",7.4619931890288399E-2,4.0885625496895998E-2,0.10138724354121501]
[95925,14328,"PG&E","Pacific Gas & Electric Co","CA","Delivery","Investor Owned",7.4619931890288399E-2,4.0885625496895998E-2,0.10138724354121501]
[95926,14328,"PG&E","Pacific Gas & Electric Co","CA","Delivery","Investor Owned",7.4619931890288399E-2,4.0885625496895998E-2,0.10138724354121501]
[95927,14328,"PG&E","Pacific Gas & Electric Co","CA","Delivery","Investor Owned",7.4619931890288399E-2,4.0885625496895998E-2,0.10138724354121501]
[95920,14328,"PG&E","Pacific Gas & Electric Co","CA","Delivery","Investor Owned",7.4619931890288399E-2,4.0885625496895998E-2,0.10138724354121501]
[95922,14328,"PG&E","Pacific Gas & Electric Co","CA","Delivery","Investor Owned",7.4619931890288399E-2,4.0885625496895998E-2,0.10138724354121501]
[95923,14328,"PG&E","Pacific Gas & Electric Co","CA","Delivery","Investor Owned",7.4619931890288399E-2,4.0885625496895998E-2,0.10138724354121501]
[95928,14328,"PG&E","Pacific Gas & Electric Co","CA","Delivery","Investor Owned",7.4619931890288399E-2,4.0885625496895998E-2,0.10138724354121501]
[95929,14328,"PG&E","Pacific Gas & Electric Co","CA","Delivery","Investor Owned",7.4619931890288399E-2,4.0885625496895998E-2,0.10138724354121501]
[95494,14328,"PG&E","Pacific Gas & Electric Co","CA","Delivery","Investor Owned",7.4619931890288399E-2,4.0885625496895998E-2,0.10138724354121501]
[95497,14328,"PG&E","Pacific Gas & Electric Co","CA","Delivery","Investor Owned",7.4619931890288399E-2,4.0885625496895998E-2,0.10138724354121501]
[95490,14328,"PG&E","Pacific Gas & Electric Co","CA","Delivery","Investor Owned",7.4619931890288399E-2,4.0885625496895998E-2,0.10138724354121501]
[95492,14328,"PG&E","Pacific Gas & Electric Co","CA","Delivery","Investor Owned",7.4619931890288399E-2,4.0885625496895998E-2,0.10138724354121501]
[95493,14328,"PG&E","Pacific Gas & Electric Co","CA","Delivery","Investor Owned",7.4619931890288399E-2,4.0885625496895998E-2,0.10138724354121501]
[95148,14328,"PG&E","Pacific Gas & Electric Co","CA","Delivery","Investor Owned",7.4619931890288399E-2,4.0885625496895998E-2,0.10138724354121501]
[95140,14328,"PG&E","Pacific Gas & Electric Co","CA","Delivery","Investor Owned",7.4619931890288399E-2,4.0885625496895998E-2,0.10138724354121501]
[95141,14328,"PG&E","Pacific Gas & Electric Co","CA","Delivery","Investor Owned",7.4619931890288399E-2,4.0885625496895998E-2,0.10138724354121501]
[94522,14328,"PG&E","Pacific Gas & Electric Co","CA","Delivery","Investor Owned",7.4619931890288399E-2,4.0885625496895998E-2,0.10138724354121501]
[95618,14328,"PG&E","Pacific Gas & Electric Co","CA","Delivery","Investor Owned",7.4619931890288399E-2,4.0885625496895998E-2,0.10138724354121501]
[95619,14328,"PG&E","Pacific Gas & Electric Co","CA","Delivery","Investor Owned",7.4619931890288399E-2,4.0885625496895998E-2,0.10138724354121501]
[94956,14328,"PG&E","Pacific Gas & Electric Co","CA","Delivery","Investor Owned",7.4619931890288399E-2,4.0885625496895998E-2,0.10138724354121501]
[94957,14328,"PG&E","Pacific Gas & Electric Co","CA","Delivery","Investor Owned",7.4619931890288399E-2,4.0885625496895998E-2,0.10138724354121501]
[94954,14328,"PG&E","Pacific Gas & Electric Co","CA","Delivery","Investor Owned",7.4619931890288399E-2,4.0885625496895998E-2,0.10138724354121501]
[94955,14328,"PG&E","Pacific Gas & Electric Co","CA","Delivery","Investor Owned",7.4619931890288399E-2,4.0885625496895998E-2,0.10138724354121501]
[94952,14328,"PG&E","Pacific Gas & Electric Co","CA","Delivery","Investor Owned",7.4619931890288399E-2,4.0885625496895998E-2,0.10138724354121501]
[94953,14328,"PG&E","Pacific Gas & Electric Co","CA","Delivery","Investor Owned",7.4619931890288399E-2,4.0885625496895998E-2,0.10138724354121501]
[94950,14328,"PG&E","Pacific Gas & Electric Co","CA","Delivery","Investor Owned",7.4619931890288399E-2,4.0885625496895998E-2,0.10138724354121501]
[94951,14328,"PG&E","Pacific Gas & Electric Co","CA","Delivery","Investor Owned",7.4619931890288399E-2,4.0885625496895998E-2,0.10138724354121501]
[96080,14328,"PG&E","Pacific Gas & Electric Co","CA","Delivery","Investor Owned",7.4619931890288399E-2,4.0885625496895998E-2,0.10138724354121501]
[96087,14328,"PG&E","Pacific Gas & Electric Co","CA","Delivery","Investor Owned",7.4619931890288399E-2,4.0885625496895998E-2,0.10138724354121501]
[96084,14328,"PG&E","Pacific Gas & Electric Co","CA","Delivery","Investor Owned",7.4619931890288399E-2,4.0885625496895998E-2,0.10138724354121501]
[96088,14328,"PG&E","Pacific Gas & Electric Co","CA","Delivery","Investor Owned",7.4619931890288399E-2,4.0885625496895998E-2,0.10138724354121501]
[95196,14328,"PG&E","Pacific Gas & Electric Co","CA","Delivery","Investor Owned",7.4619931890288399E-2,4.0885625496895998E-2,0.10138724354121501]
[95191,14328,"PG&E","Pacific Gas & Electric Co","CA","Delivery","Investor Owned",7.4619931890288399E-2,4.0885625496895998E-2,0.10138724354121501]
[95190,14328,"PG&E","Pacific Gas & Electric Co","CA","Delivery","Investor Owned",7.4619931890288399E-2,4.0885625496895998E-2,0.10138724354121501]
[95234,14328,"PG&E","Pacific Gas & Electric Co","CA","Delivery","Investor Owned",7.4619931890288399E-2,4.0885625496895998E-2,0.10138724354121501]
[95236,14328,"PG&E","Pacific Gas & Electric Co","CA","Delivery","Investor Owned",7.4619931890288399E-2,4.0885625496895998E-2,0.10138724354121501]
[95237,14328,"PG&E","Pacific Gas & Electric Co","CA","Delivery","Investor Owned",7.4619931890288399E-2,4.0885625496895998E-2,0.10138724354121501]
[95230,14328,"PG&E","Pacific Gas & Electric Co","CA","Delivery","Investor Owned",7.4619931890288399E-2,4.0885625496895998E-2,0.10138724354121501]
[95231,14328,"PG&E","Pacific Gas & Electric Co","CA","Delivery","Investor Owned",7.4619931890288399E-2,4.0885625496895998E-2,0.10138724354121501]
[95232,14328,"PG&E","Pacific Gas & Electric Co","CA","Delivery","Investor Owned",7.4619931890288399E-2,4.0885625496895998E-2,0.10138724354121501]
[95233,14328,"PG&E","Pacific Gas & Electric Co","CA","Delivery","Investor Owned",7.4619931890288399E-2,4.0885625496895998E-2,0.10138724354121501]
[95415,14328,"PG&E","Pacific Gas & Electric Co","CA","Delivery","Investor Owned",7.4619931890288399E-2,4.0885625496895998E-2,0.10138724354121501]
[95416,14328,"PG&E","Pacific Gas & Electric Co","CA","Delivery","Investor Owned",7.4619931890288399E-2,4.0885625496895998E-2,0.10138724354121501]
[95417,14328,"PG&E","Pacific Gas & Electric Co","CA","Delivery","Investor Owned",7.4619931890288399E-2,4.0885625496895998E-2,0.10138724354121501]
[95410,14328,"PG&E","Pacific Gas & Electric Co","CA","Delivery","Investor Owned",7.4619931890288399E-2,4.0885625496895998E-2,0.10138724354121501]
[95412,14328,"PG&E","Pacific Gas & Electric Co","CA","Delivery","Investor Owned",7.4619931890288399E-2,4.0885625496895998E-2,0.10138724354121501]
[95418,14328,"PG&E","Pacific Gas & Electric Co","CA","Delivery","Investor Owned",7.4619931890288399E-2,4.0885625496895998E-2,0.10138724354121501]
[95419,14328,"PG&E","Pacific Gas & Electric Co","CA","Delivery","Investor Owned",7.4619931890288399E-2,4.0885625496895998E-2,0.10138724354121501]
[96137,14328,"PG&E","Pacific Gas & Electric Co","CA","Delivery","Investor Owned",7.4619931890288399E-2,4.0885625496895998E-2,0.10138724354121501]
[96130,14328,"PG&E","Pacific Gas & Electric Co","CA","Delivery","Investor Owned",7.4619931890288399E-2,4.0885625496895998E-2,0.10138724354121501]
[95160,14328,"PG&E","Pacific Gas & Electric Co","CA","Delivery","Investor Owned",7.4619931890288399E-2,4.0885625496895998E-2,0.10138724354121501]
[95161,14328,"PG&E","Pacific Gas & Electric Co","CA","Delivery","Investor Owned",7.4619931890288399E-2,4.0885625496895998E-2,0.10138724354121501]
[93940,14328,"PG&E","Pacific Gas & Electric Co","CA","Delivery","Investor Owned",7.4619931890288399E-2,4.0885625496895998E-2,0.10138724354121501]
[93942,14328,"PG&E","Pacific Gas & Electric Co","CA","Delivery","Investor Owned",7.4619931890288399E-2,4.0885625496895998E-2,0.10138724354121501]
[95595,14328,"PG&E","Pacific Gas & Electric Co","CA","Delivery","Investor Owned",7.4619931890288399E-2,4.0885625496895998E-2,0.10138724354121501]
[95620,14328,"PG&E","Pacific Gas & Electric Co","CA","Delivery","Investor Owned",7.4619931890288399E-2,4.0885625496895998E-2,0.10138724354121501]
[95629,14328,"PG&E","Pacific Gas & Electric Co","CA","Delivery","Investor Owned",7.4619931890288399E-2,4.0885625496895998E-2,0.10138724354121501]
[93661,14328,"PG&E","Pacific Gas & Electric Co","CA","Delivery","Investor Owned",7.4619931890288399E-2,4.0885625496895998E-2,0.10138724354121501]
[93660,14328,"PG&E","Pacific Gas & Electric Co","CA","Delivery","Investor Owned",7.4619931890288399E-2,4.0885625496895998E-2,0.10138724354121501]
[93667,14328,"PG&E","Pacific Gas & Electric Co","CA","Delivery","Investor Owned",7.4619931890288399E-2,4.0885625496895998E-2,0.10138724354121501]
[93666,14328,"PG&E","Pacific Gas & Electric Co","CA","Delivery","Investor Owned",7.4619931890288399E-2,4.0885625496895998E-2,0.10138724354121501]
[93669,14328,"PG&E","Pacific Gas & Electric Co","CA","Delivery","Investor Owned",7.4619931890288399E-2,4.0885625496895998E-2,0.10138724354121501]
[93668,14328,"PG&E","Pacific Gas & Electric Co","CA","Delivery","Investor Owned",7.4619931890288399E-2,4.0885625496895998E-2,0.10138724354121501]
[95658,14328,"PG&E","Pacific Gas & Electric Co","CA","Delivery","Investor Owned",7.4619931890288399E-2,4.0885625496895998E-2,0.10138724354121501]
[94709,14328,"PG&E","Pacific Gas & Electric Co","CA","Delivery","Investor Owned",7.4619931890288399E-2,4.0885625496895998E-2,0.10138724354121501]
[94850,14328,"PG&E","Pacific Gas & Electric Co","CA","Delivery","Investor Owned",7.4619931890288399E-2,4.0885625496895998E-2,0.10138724354121501]
[95814,14328,"PG&E","Pacific Gas & Electric Co","CA","Delivery","Investor Owned",7.4619931890288399E-2,4.0885625496895998E-2,0.10138724354121501]
[95818,14328,"PG&E","Pacific Gas & Electric Co","CA","Delivery","Investor Owned",7.4619931890288399E-2,4.0885625496895998E-2,0.10138724354121501]
[94038,14328,"PG&E","Pacific Gas & Electric Co","CA","Delivery","Investor Owned",7.4619931890288399E-2,4.0885625496895998E-2,0.10138724354121501]
[94030,14328,"PG&E","Pacific Gas & Electric Co","CA","Delivery","Investor Owned",7.4619931890288399E-2,4.0885625496895998E-2,0.10138724354121501]
[94035,14328,"PG&E","Pacific Gas & Electric Co","CA","Delivery","Investor Owned",7.4619931890288399E-2,4.0885625496895998E-2,0.10138724354121501]
[94037,14328,"PG&E","Pacific Gas & Electric Co","CA","Delivery","Investor Owned",7.4619931890288399E-2,4.0885625496895998E-2,0.10138724354121501]
[95899,14328,"PG&E","Pacific Gas & Electric Co","CA","Delivery","Investor Owned",7.4619931890288399E-2,4.0885625496895998E-2,0.10138724354121501]
[93430,14328,"PG&E","Pacific Gas & Electric Co","CA","Delivery","Investor Owned",7.4619931890288399E-2,4.0885625496895998E-2,0.10138724354121501]
[93432,14328,"PG&E","Pacific Gas & Electric Co","CA","Delivery","Investor Owned",7.4619931890288399E-2,4.0885625496895998E-2,0.10138724354121501]
[93433,14328,"PG&E","Pacific Gas & Electric Co","CA","Delivery","Investor Owned",7.4619931890288399E-2,4.0885625496895998E-2,0.10138724354121501]
[93435,14328,"PG&E","Pacific Gas & Electric Co","CA","Delivery","Investor Owned",7.4619931890288399E-2,4.0885625496895998E-2,0.10138724354121501]
[93436,14328,"PG&E","Pacific Gas & Electric Co","CA","Delivery","Investor Owned",7.4619931890288399E-2,4.0885625496895998E-2,0.10138724354121501]
[95370,14328,"PG&E","Pacific Gas & Electric Co","CA","Delivery","Investor Owned",7.4619931890288399E-2,4.0885625496895998E-2,0.10138724354121501]
[95373,14328,"PG&E","Pacific Gas & Electric Co","CA","Delivery","Investor Owned",7.4619931890288399E-2,4.0885625496895998E-2,0.10138724354121501]
[95372,14328,"PG&E","Pacific Gas & Electric Co","CA","Delivery","Investor Owned",7.4619931890288399E-2,4.0885625496895998E-2,0.10138724354121501]
[95375,14328,"PG&E","Pacific Gas & Electric Co","CA","Delivery","Investor Owned",7.4619931890288399E-2,4.0885625496895998E-2,0.10138724354121501]
[95374,14328,"PG&E","Pacific Gas & Electric Co","CA","Delivery","Investor Owned",7.4619931890288399E-2,4.0885625496895998E-2,0.10138724354121501]
[95377,14328,"PG&E","Pacific Gas & Electric Co","CA","Delivery","Investor Owned",7.4619931890288399E-2,4.0885625496895998E-2,0.10138724354121501]
[95376,14328,"PG&E","Pacific Gas & Electric Co","CA","Delivery","Investor Owned",7.4619931890288399E-2,4.0885625496895998E-2,0.10138724354121501]
[95379,14328,"PG&E","Pacific Gas & Electric Co","CA","Delivery","Investor Owned",7.4619931890288399E-2,4.0885625496895998E-2,0.10138724354121501]
[95378,14328,"PG&E","Pacific Gas & Electric Co","CA","Delivery","Investor Owned",7.4619931890288399E-2,4.0885625496895998E-2,0.10138724354121501]
[95991,14328,"PG&E","Pacific Gas & Electric Co","CA","Delivery","Investor Owned",7.4619931890288399E-2,4.0885625496895998E-2,0.10138724354121501]
[95993,14328,"PG&E","Pacific Gas & Electric Co","CA","Delivery","Investor Owned",7.4619931890288399E-2,4.0885625496895998E-2,0.10138724354121501]
[95992,14328,"PG&E","Pacific Gas & Electric Co","CA","Delivery","Investor Owned",7.4619931890288399E-2,4.0885625496895998E-2,0.10138724354121501]
[93230,14328,"PG&E","Pacific Gas & Electric Co","CA","Delivery","Investor Owned",7.4619931890288399E-2,4.0885625496895998E-2,0.10138724354121501]
[93234,14328,"PG&E","Pacific Gas & Electric Co","CA","Delivery","Investor Owned",7.4619931890288399E-2,4.0885625496895998E-2,0.10138724354121501]
[93239,14328,"PG&E","Pacific Gas & Electric Co","CA","Delivery","Investor Owned",7.4619931890288399E-2,4.0885625496895998E-2,0.10138724354121501]
[93908,14328,"PG&E","Pacific Gas & Electric Co","CA","Delivery","Investor Owned",7.4619931890288399E-2,4.0885625496895998E-2,0.10138724354121501]
[93905,14328,"PG&E","Pacific Gas & Electric Co","CA","Delivery","Investor Owned",7.4619931890288399E-2,4.0885625496895998E-2,0.10138724354121501]
[93906,14328,"PG&E","Pacific Gas & Electric Co","CA","Delivery","Investor Owned",7.4619931890288399E-2,4.0885625496895998E-2,0.10138724354121501]
[93907,14328,"PG&E","Pacific Gas & Electric Co","CA","Delivery","Investor Owned",7.4619931890288399E-2,4.0885625496895998E-2,0.10138724354121501]
[93901,14328,"PG&E","Pacific Gas & Electric Co","CA","Delivery","Investor Owned",7.4619931890288399E-2,4.0885625496895998E-2,0.10138724354121501]
[93902,14328,"PG&E","Pacific Gas & Electric Co","CA","Delivery","Investor Owned",7.4619931890288399E-2,4.0885625496895998E-2,0.10138724354121501]
[95215,14328,"PG&E","Pacific Gas & Electric Co","CA","Delivery","Investor Owned",7.4619931890288399E-2,4.0885625496895998E-2,0.10138724354121501]
[95192,14328,"PG&E","Pacific Gas & Electric Co","CA","Delivery","Investor Owned",7.4619931890288399E-2,4.0885625496895998E-2,0.10138724354121501]
[95511,14328,"PG&E","Pacific Gas & Electric Co","CA","Delivery","Investor Owned",7.4619931890288399E-2,4.0885625496895998E-2,0.10138724354121501]
[95519,14328,"PG&E","Pacific Gas & Electric Co","CA","Delivery","Investor Owned",7.4619931890288399E-2,4.0885625496895998E-2,0.10138724354121501]
[95518,14328,"PG&E","Pacific Gas & Electric Co","CA","Delivery","Investor Owned",7.4619931890288399E-2,4.0885625496895998E-2,0.10138724354121501]
[95194,14328,"PG&E","Pacific Gas & Electric Co","CA","Delivery","Investor Owned",7.4619931890288399E-2,4.0885625496895998E-2,0.10138724354121501]
[96073,14328,"PG&E","Pacific Gas & Electric Co","CA","Delivery","Investor Owned",7.4619931890288399E-2,4.0885625496895998E-2,0.10138724354121501]
[96071,14328,"PG&E","Pacific Gas & Electric Co","CA","Delivery","Investor Owned",7.4619931890288399E-2,4.0885625496895998E-2,0.10138724354121501]
[96070,14328,"PG&E","Pacific Gas & Electric Co","CA","Delivery","Investor Owned",7.4619931890288399E-2,4.0885625496895998E-2,0.10138724354121501]
[96076,14328,"PG&E","Pacific Gas & Electric Co","CA","Delivery","Investor Owned",7.4619931890288399E-2,4.0885625496895998E-2,0.10138724354121501]
[96075,14328,"PG&E","Pacific Gas & Electric Co","CA","Delivery","Investor Owned",7.4619931890288399E-2,4.0885625496895998E-2,0.10138724354121501]
[96074,14328,"PG&E","Pacific Gas & Electric Co","CA","Delivery","Investor Owned",7.4619931890288399E-2,4.0885625496895998E-2,0.10138724354121501]
[96078,14328,"PG&E","Pacific Gas & Electric Co","CA","Delivery","Investor Owned",7.4619931890288399E-2,4.0885625496895998E-2,0.10138724354121501]
[95193,14328,"PG&E","Pacific Gas & Electric Co","CA","Delivery","Investor Owned",7.4619931890288399E-2,4.0885625496895998E-2,0.10138724354121501]
[95701,14328,"PG&E","Pacific Gas & Electric Co","CA","Delivery","Investor Owned",7.4619931890288399E-2,4.0885625496895998E-2,0.10138724354121501]
[95703,14328,"PG&E","Pacific Gas & Electric Co","CA","Delivery","Investor Owned",7.4619931890288399E-2,4.0885625496895998E-2,0.10138724354121501]
[95709,14328,"PG&E","Pacific Gas & Electric Co","CA","Delivery","Investor Owned",7.4619931890288399E-2,4.0885625496895998E-2,0.10138724354121501]
[93702,14328,"PG&E","Pacific Gas & Electric Co","CA","Delivery","Investor Owned",7.4619931890288399E-2,4.0885625496895998E-2,0.10138724354121501]
[93703,14328,"PG&E","Pacific Gas & Electric Co","CA","Delivery","Investor Owned",7.4619931890288399E-2,4.0885625496895998E-2,0.10138724354121501]
[93701,14328,"PG&E","Pacific Gas & Electric Co","CA","Delivery","Investor Owned",7.4619931890288399E-2,4.0885625496895998E-2,0.10138724354121501]
[93706,14328,"PG&E","Pacific Gas & Electric Co","CA","Delivery","Investor Owned",7.4619931890288399E-2,4.0885625496895998E-2,0.10138724354121501]
[93707,14328,"PG&E","Pacific Gas & Electric Co","CA","Delivery","Investor Owned",7.4619931890288399E-2,4.0885625496895998E-2,0.10138724354121501]
[93704,14328,"PG&E","Pacific Gas & Electric Co","CA","Delivery","Investor Owned",7.4619931890288399E-2,4.0885625496895998E-2,0.10138724354121501]
[93705,14328,"PG&E","Pacific Gas & Electric Co","CA","Delivery","Investor Owned",7.4619931890288399E-2,4.0885625496895998E-2,0.10138724354121501]
[93708,14328,"PG&E","Pacific Gas & Electric Co","CA","Delivery","Investor Owned",7.4619931890288399E-2,4.0885625496895998E-2,0.10138724354121501]
[93709,14328,"PG&E","Pacific Gas & Electric Co","CA","Delivery","Investor Owned",7.4619931890288399E-2,4.0885625496895998E-2,0.10138724354121501]
[94975,14328,"PG&E","Pacific Gas & Electric Co","CA","Delivery","Investor Owned",7.4619931890288399E-2,4.0885625496895998E-2,0.10138724354121501]
[94977,14328,"PG&E","Pacific Gas & Electric Co","CA","Delivery","Investor Owned",7.4619931890288399E-2,4.0885625496895998E-2,0.10138724354121501]
[93427,14328,"PG&E","Pacific Gas & Electric Co","CA","Delivery","Investor Owned",7.4619931890288399E-2,4.0885625496895998E-2,0.10138724354121501]
[93426,14328,"PG&E","Pacific Gas & Electric Co","CA","Delivery","Investor Owned",7.4619931890288399E-2,4.0885625496895998E-2,0.10138724354121501]
[93422,14328,"PG&E","Pacific Gas & Electric Co","CA","Delivery","Investor Owned",7.4619931890288399E-2,4.0885625496895998E-2,0.10138724354121501]
[94708,14328,"PG&E","Pacific Gas & Electric Co","CA","Delivery","Investor Owned",7.4619931890288399E-2,4.0885625496895998E-2,0.10138724354121501]
[95919,14328,"PG&E","Pacific Gas & Electric Co","CA","Delivery","Investor Owned",7.4619931890288399E-2,4.0885625496895998E-2,0.10138724354121501]
[95918,14328,"PG&E","Pacific Gas & Electric Co","CA","Delivery","Investor Owned",7.4619931890288399E-2,4.0885625496895998E-2,0.10138724354121501]
[95915,14328,"PG&E","Pacific Gas & Electric Co","CA","Delivery","Investor Owned",7.4619931890288399E-2,4.0885625496895998E-2,0.10138724354121501]
[95914,14328,"PG&E","Pacific Gas & Electric Co","CA","Delivery","Investor Owned",7.4619931890288399E-2,4.0885625496895998E-2,0.10138724354121501]
[95917,14328,"PG&E","Pacific Gas & Electric Co","CA","Delivery","Investor Owned",7.4619931890288399E-2,4.0885625496895998E-2,0.10138724354121501]
[95916,14328,"PG&E","Pacific Gas & Electric Co","CA","Delivery","Investor Owned",7.4619931890288399E-2,4.0885625496895998E-2,0.10138724354121501]
[95910,14328,"PG&E","Pacific Gas & Electric Co","CA","Delivery","Investor Owned",7.4619931890288399E-2,4.0885625496895998E-2,0.10138724354121501]
[95913,14328,"PG&E","Pacific Gas & Electric Co","CA","Delivery","Investor Owned",7.4619931890288399E-2,4.0885625496895998E-2,0.10138724354121501]
[95912,14328,"PG&E","Pacific Gas & Electric Co","CA","Delivery","Investor Owned",7.4619931890288399E-2,4.0885625496895998E-2,0.10138724354121501]
[94660,14328,"PG&E","Pacific Gas & Electric Co","CA","Delivery","Investor Owned",7.4619931890288399E-2,4.0885625496895998E-2,0.10138724354121501]
[94661,14328,"PG&E","Pacific Gas & Electric Co","CA","Delivery","Investor Owned",7.4619931890288399E-2,4.0885625496895998E-2,0.10138724354121501]
[94662,14328,"PG&E","Pacific Gas & Electric Co","CA","Delivery","Investor Owned",7.4619931890288399E-2,4.0885625496895998E-2,0.10138724354121501]
[94666,14328,"PG&E","Pacific Gas & Electric Co","CA","Delivery","Investor Owned",7.4619931890288399E-2,4.0885625496895998E-2,0.10138724354121501]
[95133,14328,"PG&E","Pacific Gas & Electric Co","CA","Delivery","Investor Owned",7.4619931890288399E-2,4.0885625496895998E-2,0.10138724354121501]
[95132,14328,"PG&E","Pacific Gas & Electric Co","CA","Delivery","Investor Owned",7.4619931890288399E-2,4.0885625496895998E-2,0.10138724354121501]
[95131,14328,"PG&E","Pacific Gas & Electric Co","CA","Delivery","Investor Owned",7.4619931890288399E-2,4.0885625496895998E-2,0.10138724354121501]
[95130,14328,"PG&E","Pacific Gas & Electric Co","CA","Delivery","Investor Owned",7.4619931890288399E-2,4.0885625496895998E-2,0.10138724354121501]
[95136,14328,"PG&E","Pacific Gas & Electric Co","CA","Delivery","Investor Owned",7.4619931890288399E-2,4.0885625496895998E-2,0.10138724354121501]
[95135,14328,"PG&E","Pacific Gas & Electric Co","CA","Delivery","Investor Owned",7.4619931890288399E-2,4.0885625496895998E-2,0.10138724354121501]
[95134,14328,"PG&E","Pacific Gas & Electric Co","CA","Delivery","Investor Owned",7.4619931890288399E-2,4.0885625496895998E-2,0.10138724354121501]
[95139,14328,"PG&E","Pacific Gas & Electric Co","CA","Delivery","Investor Owned",7.4619931890288399E-2,4.0885625496895998E-2,0.10138724354121501]
[95138,14328,"PG&E","Pacific Gas & Electric Co","CA","Delivery","Investor Owned",7.4619931890288399E-2,4.0885625496895998E-2,0.10138724354121501]
[95033,14328,"PG&E","Pacific Gas & Electric Co","CA","Delivery","Investor Owned",7.4619931890288399E-2,4.0885625496895998E-2,0.10138724354121501]
[95031,14328,"PG&E","Pacific Gas & Electric Co","CA","Delivery","Investor Owned",7.4619931890288399E-2,4.0885625496895998E-2,0.10138724354121501]
[95035,14328,"PG&E","Pacific Gas & Electric Co","CA","Delivery","Investor Owned",7.4619931890288399E-2,4.0885625496895998E-2,0.10138724354121501]
[95038,14328,"PG&E","Pacific Gas & Electric Co","CA","Delivery","Investor Owned",7.4619931890288399E-2,4.0885625496895998E-2,0.10138724354121501]
[95039,14328,"PG&E","Pacific Gas & Electric Co","CA","Delivery","Investor Owned",7.4619931890288399E-2,4.0885625496895998E-2,0.10138724354121501]
[95644,14328,"PG&E","Pacific Gas & Electric Co","CA","Delivery","Investor Owned",7.4619931890288399E-2,4.0885625496895998E-2,0.10138724354121501]
[94552,14328,"PG&E","Pacific Gas & Electric Co","CA","Delivery","Investor Owned",7.4619931890288399E-2,4.0885625496895998E-2,0.10138724354121501]
[94553,14328,"PG&E","Pacific Gas & Electric Co","CA","Delivery","Investor Owned",7.4619931890288399E-2,4.0885625496895998E-2,0.10138724354121501]
[94550,14328,"PG&E","Pacific Gas & Electric Co","CA","Delivery","Investor Owned",7.4619931890288399E-2,4.0885625496895998E-2,0.10138724354121501]
[94551,14328,"PG&E","Pacific Gas & Electric Co","CA","Delivery","Investor Owned",7.4619931890288399E-2,4.0885625496895998E-2,0.10138724354121501]
[94556,14328,"PG&E","Pacific Gas & Electric Co","CA","Delivery","Investor Owned",7.4619931890288399E-2,4.0885625496895998E-2,0.10138724354121501]
[94555,14328,"PG&E","Pacific Gas & Electric Co","CA","Delivery","Investor Owned",7.4619931890288399E-2,4.0885625496895998E-2,0.10138724354121501]
[95209,14328,"PG&E","Pacific Gas & Electric Co","CA","Delivery","Investor Owned",7.4619931890288399E-2,4.0885625496895998E-2,0.10138724354121501]
[95208,14328,"PG&E","Pacific Gas & Electric Co","CA","Delivery","Investor Owned",7.4619931890288399E-2,4.0885625496895998E-2,0.10138724354121501]
[95207,14328,"PG&E","Pacific Gas & Electric Co","CA","Delivery","Investor Owned",7.4619931890288399E-2,4.0885625496895998E-2,0.10138724354121501]
[95429,14328,"PG&E","Pacific Gas & Electric Co","CA","Delivery","Investor Owned",7.4619931890288399E-2,4.0885625496895998E-2,0.10138724354121501]
[95428,14328,"PG&E","Pacific Gas & Electric Co","CA","Delivery","Investor Owned",7.4619931890288399E-2,4.0885625496895998E-2,0.10138724354121501]
[95427,14328,"PG&E","Pacific Gas & Electric Co","CA","Delivery","Investor Owned",7.4619931890288399E-2,4.0885625496895998E-2,0.10138724354121501]
[95426,14328,"PG&E","Pacific Gas & Electric Co","CA","Delivery","Investor Owned",7.4619931890288399E-2,4.0885625496895998E-2,0.10138724354121501]
[95421,14328,"PG&E","Pacific Gas & Electric Co","CA","Delivery","Investor Owned",7.4619931890288399E-2,4.0885625496895998E-2,0.10138724354121501]
[95420,14328,"PG&E","Pacific Gas & Electric Co","CA","Delivery","Investor Owned",7.4619931890288399E-2,4.0885625496895998E-2,0.10138724354121501]
[95423,14328,"PG&E","Pacific Gas & Electric Co","CA","Delivery","Investor Owned",7.4619931890288399E-2,4.0885625496895998E-2,0.10138724354121501]
[95422,14328,"PG&E","Pacific Gas & Electric Co","CA","Delivery","Investor Owned",7.4619931890288399E-2,4.0885625496895998E-2,0.10138724354121501]
[95433,14328,"PG&E","Pacific Gas & Electric Co","CA","Delivery","Investor Owned",7.4619931890288399E-2,4.0885625496895998E-2,0.10138724354121501]
[94929,14328,"PG&E","Pacific Gas & Electric Co","CA","Delivery","Investor Owned",7.4619931890288399E-2,4.0885625496895998E-2,0.10138724354121501]
[94928,14328,"PG&E","Pacific Gas & Electric Co","CA","Delivery","Investor Owned",7.4619931890288399E-2,4.0885625496895998E-2,0.10138724354121501]
[94924,14328,"PG&E","Pacific Gas & Electric Co","CA","Delivery","Investor Owned",7.4619931890288399E-2,4.0885625496895998E-2,0.10138724354121501]
[94922,14328,"PG&E","Pacific Gas & Electric Co","CA","Delivery","Investor Owned",7.4619931890288399E-2,4.0885625496895998E-2,0.10138724354121501]
[94920,14328,"PG&E","Pacific Gas & Electric Co","CA","Delivery","Investor Owned",7.4619931890288399E-2,4.0885625496895998E-2,0.10138724354121501]
[95678,14328,"PG&E","Pacific Gas & Electric Co","CA","Delivery","Investor Owned",7.4619931890288399E-2,4.0885625496895998E-2,0.10138724354121501]
[95679,14328,"PG&E","Pacific Gas & Electric Co","CA","Delivery","Investor Owned",7.4619931890288399E-2,4.0885625496895998E-2,0.10138724354121501]
[95674,14328,"PG&E","Pacific Gas & Electric Co","CA","Delivery","Investor Owned",7.4619931890288399E-2,4.0885625496895998E-2,0.10138724354121501]
[95675,14328,"PG&E","Pacific Gas & Electric Co","CA","Delivery","Investor Owned",7.4619931890288399E-2,4.0885625496895998E-2,0.10138724354121501]
[95676,14328,"PG&E","Pacific Gas & Electric Co","CA","Delivery","Investor Owned",7.4619931890288399E-2,4.0885625496895998E-2,0.10138724354121501]
[95677,14328,"PG&E","Pacific Gas & Electric Co","CA","Delivery","Investor Owned",7.4619931890288399E-2,4.0885625496895998E-2,0.10138724354121501]
[95672,14328,"PG&E","Pacific Gas & Electric Co","CA","Delivery","Investor Owned",7.4619931890288399E-2,4.0885625496895998E-2,0.10138724354121501]
[93638,14328,"PG&E","Pacific Gas & Electric Co","CA","Delivery","Investor Owned",7.4619931890288399E-2,4.0885625496895998E-2,0.10138724354121501]
[93639,14328,"PG&E","Pacific Gas & Electric Co","CA","Delivery","Investor Owned",7.4619931890288399E-2,4.0885625496895998E-2,0.10138724354121501]
[93635,14328,"PG&E","Pacific Gas & Electric Co","CA","Delivery","Investor Owned",7.4619931890288399E-2,4.0885625496895998E-2,0.10138724354121501]
[93633,14328,"PG&E","Pacific Gas & Electric Co","CA","Delivery","Investor Owned",7.4619931890288399E-2,4.0885625496895998E-2,0.10138724354121501]
[93630,14328,"PG&E","Pacific Gas & Electric Co","CA","Delivery","Investor Owned",7.4619931890288399E-2,4.0885625496895998E-2,0.10138724354121501]
[95589,14328,"PG&E","Pacific Gas & Electric Co","CA","Delivery","Investor Owned",7.4619931890288399E-2,4.0885625496895998E-2,0.10138724354121501]
[95822,14328,"PG&E","Pacific Gas & Electric Co","CA","Delivery","Investor Owned",7.4619931890288399E-2,4.0885625496895998E-2,0.10138724354121501]
[94820,14328,"PG&E","Pacific Gas & Electric Co","CA","Delivery","Investor Owned",7.4619931890288399E-2,4.0885625496895998E-2,0.10138724354121501]
[94066,14328,"PG&E","Pacific Gas & Electric Co","CA","Delivery","Investor Owned",7.4619931890288399E-2,4.0885625496895998E-2,0.10138724354121501]
[94064,14328,"PG&E","Pacific Gas & Electric Co","CA","Delivery","Investor Owned",7.4619931890288399E-2,4.0885625496895998E-2,0.10138724354121501]
[94065,14328,"PG&E","Pacific Gas & Electric Co","CA","Delivery","Investor Owned",7.4619931890288399E-2,4.0885625496895998E-2,0.10138724354121501]
[94062,14328,"PG&E","Pacific Gas & Electric Co","CA","Delivery","Investor Owned",7.4619931890288399E-2,4.0885625496895998E-2,0.10138724354121501]
[94063,14328,"PG&E","Pacific Gas & Electric Co","CA","Delivery","Investor Owned",7.4619931890288399E-2,4.0885625496895998E-2,0.10138724354121501]
[94060,14328,"PG&E","Pacific Gas & Electric Co","CA","Delivery","Investor Owned",7.4619931890288399E-2,4.0885625496895998E-2,0.10138724354121501]
[94061,14328,"PG&E","Pacific Gas & Electric Co","CA","Delivery","Investor Owned",7.4619931890288399E-2,4.0885625496895998E-2,0.10138724354121501]
[93408,14328,"PG&E","Pacific Gas & Electric Co","CA","Delivery","Investor Owned",7.4619931890288399E-2,4.0885625496895998E-2,0.10138724354121501]
[93401,14328,"PG&E","Pacific Gas & Electric Co","CA","Delivery","Investor Owned",7.4619931890288399E-2,4.0885625496895998E-2,0.10138724354121501]
[93403,14328,"PG&E","Pacific Gas & Electric Co","CA","Delivery","Investor Owned",7.4619931890288399E-2,4.0885625496895998E-2,0.10138724354121501]
[93402,14328,"PG&E","Pacific Gas & Electric Co","CA","Delivery","Investor Owned",7.4619931890288399E-2,4.0885625496895998E-2,0.10138724354121501]
[93405,14328,"PG&E","Pacific Gas & Electric Co","CA","Delivery","Investor Owned",7.4619931890288399E-2,4.0885625496895998E-2,0.10138724354121501]
[93407,14328,"PG&E","Pacific Gas & Electric Co","CA","Delivery","Investor Owned",7.4619931890288399E-2,4.0885625496895998E-2,0.10138724354121501]
[95329,14328,"PG&E","Pacific Gas & Electric Co","CA","Delivery","Investor Owned",7.4619931890288399E-2,4.0885625496895998E-2,0.10138724354121501]
[95327,14328,"PG&E","Pacific Gas & Electric Co","CA","Delivery","Investor Owned",7.4619931890288399E-2,4.0885625496895998E-2,0.10138724354121501]
[95324,14328,"PG&E","Pacific Gas & Electric Co","CA","Delivery","Investor Owned",7.4619931890288399E-2,4.0885625496895998E-2,0.10138724354121501]
[95325,14328,"PG&E","Pacific Gas & Electric Co","CA","Delivery","Investor Owned",7.4619931890288399E-2,4.0885625496895998E-2,0.10138724354121501]
[95321,14328,"PG&E","Pacific Gas & Electric Co","CA","Delivery","Investor Owned",7.4619931890288399E-2,4.0885625496895998E-2,0.10138724354121501]
[93409,14328,"PG&E","Pacific Gas & Electric Co","CA","Delivery","Investor Owned",7.4619931890288399E-2,4.0885625496895998E-2,0.10138724354121501]
[94559,14328,"PG&E","Pacific Gas & Electric Co","CA","Delivery","Investor Owned",7.4619931890288399E-2,4.0885625496895998E-2,0.10138724354121501]
[93249,14328,"PG&E","Pacific Gas & Electric Co","CA","Delivery","Investor Owned",7.4619931890288399E-2,4.0885625496895998E-2,0.10138724354121501]
[93243,14328,"PG&E","Pacific Gas & Electric Co","CA","Delivery","Investor Owned",7.4619931890288399E-2,4.0885625496895998E-2,0.10138724354121501]
[93242,14328,"PG&E","Pacific Gas & Electric Co","CA","Delivery","Investor Owned",7.4619931890288399E-2,4.0885625496895998E-2,0.10138724354121501]
[93241,14328,"PG&E","Pacific Gas & Electric Co","CA","Delivery","Investor Owned",7.4619931890288399E-2,4.0885625496895998E-2,0.10138724354121501]
[93246,14328,"PG&E","Pacific Gas & Electric Co","CA","Delivery","Investor Owned",7.4619931890288399E-2,4.0885625496895998E-2,0.10138724354121501]
[93245,14328,"PG&E","Pacific Gas & Electric Co","CA","Delivery","Investor Owned",7.4619931890288399E-2,4.0885625496895998E-2,0.10138724354121501]
[96146,14328,"PG&E","Pacific Gas & Electric Co","CA","Delivery","Investor Owned",7.4619931890288399E-2,4.0885625496895998E-2,0.10138724354121501]
[96142,14328,"PG&E","Pacific Gas & Electric Co","CA","Delivery","Investor Owned",7.4619931890288399E-2,4.0885625496895998E-2,0.10138724354121501]
[96141,14328,"PG&E","Pacific Gas & Electric Co","CA","Delivery","Investor Owned",7.4619931890288399E-2,4.0885625496895998E-2,0.10138724354121501]
[93930,14328,"PG&E","Pacific Gas & Electric Co","CA","Delivery","Investor Owned",7.4619931890288399E-2,4.0885625496895998E-2,0.10138724354121501]
[93933,14328,"PG&E","Pacific Gas & Electric Co","CA","Delivery","Investor Owned",7.4619931890288399E-2,4.0885625496895998E-2,0.10138724354121501]
[93932,14328,"PG&E","Pacific Gas & Electric Co","CA","Delivery","Investor Owned",7.4619931890288399E-2,4.0885625496895998E-2,0.10138724354121501]
[94515,14328,"PG&E","Pacific Gas & Electric Co","CA","Delivery","Investor Owned",7.4619931890288399E-2,4.0885625496895998E-2,0.10138724354121501]
[94512,14328,"PG&E","Pacific Gas & Electric Co","CA","Delivery","Investor Owned",7.4619931890288399E-2,4.0885625496895998E-2,0.10138724354121501]
[95548,14328,"PG&E","Pacific Gas & Electric Co","CA","Delivery","Investor Owned",7.4619931890288399E-2,4.0885625496895998E-2,0.10138724354121501]
[95549,14328,"PG&E","Pacific Gas & Electric Co","CA","Delivery","Investor Owned",7.4619931890288399E-2,4.0885625496895998E-2,0.10138724354121501]
[95546,14328,"PG&E","Pacific Gas & Electric Co","CA","Delivery","Investor Owned",7.4619931890288399E-2,4.0885625496895998E-2,0.10138724354121501]
[95547,14328,"PG&E","Pacific Gas & Electric Co","CA","Delivery","Investor Owned",7.4619931890288399E-2,4.0885625496895998E-2,0.10138724354121501]
[95545,14328,"PG&E","Pacific Gas & Electric Co","CA","Delivery","Investor Owned",7.4619931890288399E-2,4.0885625496895998E-2,0.10138724354121501]
[95542,14328,"PG&E","Pacific Gas & Electric Co","CA","Delivery","Investor Owned",7.4619931890288399E-2,4.0885625496895998E-2,0.10138724354121501]
[95540,14328,"PG&E","Pacific Gas & Electric Co","CA","Delivery","Investor Owned",7.4619931890288399E-2,4.0885625496895998E-2,0.10138724354121501]
[94585,14328,"PG&E","Pacific Gas & Electric Co","CA","Delivery","Investor Owned",7.4619931890288399E-2,4.0885625496895998E-2,0.10138724354121501]
[94586,14328,"PG&E","Pacific Gas & Electric Co","CA","Delivery","Investor Owned",7.4619931890288399E-2,4.0885625496895998E-2,0.10138724354121501]
[94580,14328,"PG&E","Pacific Gas & Electric Co","CA","Delivery","Investor Owned",7.4619931890288399E-2,4.0885625496895998E-2,0.10138724354121501]
[94808,14328,"PG&E","Pacific Gas & Electric Co","CA","Delivery","Investor Owned",7.4619931890288399E-2,4.0885625496895998E-2,0.10138724354121501]
[94801,14328,"PG&E","Pacific Gas & Electric Co","CA","Delivery","Investor Owned",7.4619931890288399E-2,4.0885625496895998E-2,0.10138724354121501]
[94802,14328,"PG&E","Pacific Gas & Electric Co","CA","Delivery","Investor Owned",7.4619931890288399E-2,4.0885625496895998E-2,0.10138724354121501]
[94803,14328,"PG&E","Pacific Gas & Electric Co","CA","Delivery","Investor Owned",7.4619931890288399E-2,4.0885625496895998E-2,0.10138724354121501]
[94804,14328,"PG&E","Pacific Gas & Electric Co","CA","Delivery","Investor Owned",7.4619931890288399E-2,4.0885625496895998E-2,0.10138724354121501]
[94805,14328,"PG&E","Pacific Gas & Electric Co","CA","Delivery","Investor Owned",7.4619931890288399E-2,4.0885625496895998E-2,0.10138724354121501]
[94806,14328,"PG&E","Pacific Gas & Electric Co","CA","Delivery","Investor Owned",7.4619931890288399E-2,4.0885625496895998E-2,0.10138724354121501]
[93771,14328,"PG&E","Pacific Gas & Electric Co","CA","Delivery","Investor Owned",7.4619931890288399E-2,4.0885625496895998E-2,0.10138724354121501]
[93777,14328,"PG&E","Pacific Gas & Electric Co","CA","Delivery","Investor Owned",7.4619931890288399E-2,4.0885625496895998E-2,0.10138724354121501]
[93776,14328,"PG&E","Pacific Gas & Electric Co","CA","Delivery","Investor Owned",7.4619931890288399E-2,4.0885625496895998E-2,0.10138724354121501]
[93775,14328,"PG&E","Pacific Gas & Electric Co","CA","Delivery","Investor Owned",7.4619931890288399E-2,4.0885625496895998E-2,0.10138724354121501]
[93774,14328,"PG&E","Pacific Gas & Electric Co","CA","Delivery","Investor Owned",7.4619931890288399E-2,4.0885625496895998E-2,0.10138724354121501]
[93483,14328,"PG&E","Pacific Gas & Electric Co","CA","Delivery","Investor Owned",7.4619931890288399E-2,4.0885625496895998E-2,0.10138724354121501]
[95565,14328,"PG&E","Pacific Gas & Electric Co","CA","Delivery","Investor Owned",7.4619931890288399E-2,4.0885625496895998E-2,0.10138724354121501]
[95562,14328,"PG&E","Pacific Gas & Electric Co","CA","Delivery","Investor Owned",7.4619931890288399E-2,4.0885625496895998E-2,0.10138724354121501]
[95032,14328,"PG&E","Pacific Gas & Electric Co","CA","Delivery","Investor Owned",7.4619931890288399E-2,4.0885625496895998E-2,0.10138724354121501]
[95030,14328,"PG&E","Pacific Gas & Electric Co","CA","Delivery","Investor Owned",7.4619931890288399E-2,4.0885625496895998E-2,0.10138724354121501]
[95036,14328,"PG&E","Pacific Gas & Electric Co","CA","Delivery","Investor Owned",7.4619931890288399E-2,4.0885625496895998E-2,0.10138724354121501]
[95037,14328,"PG&E","Pacific Gas & Electric Co","CA","Delivery","Investor Owned",7.4619931890288399E-2,4.0885625496895998E-2,0.10138724354121501]
[95699,14328,"PG&E","Pacific Gas & Electric Co","CA","Delivery","Investor Owned",7.4619931890288399E-2,4.0885625496895998E-2,0.10138724354121501]
[94659,14328,"PG&E","Pacific Gas & Electric Co","CA","Delivery","Investor Owned",7.4619931890288399E-2,4.0885625496895998E-2,0.10138724354121501]
[93529,14328,"PG&E","Pacific Gas & Electric Co","CA","Delivery","Investor Owned",7.4619931890288399E-2,4.0885625496895998E-2,0.10138724354121501]
[93526,14328,"PG&E","Pacific Gas & Electric Co","CA","Delivery","Investor Owned",7.4619931890288399E-2,4.0885625496895998E-2,0.10138724354121501]
[94710,14328,"PG&E","Pacific Gas & Electric Co","CA","Delivery","Investor Owned",7.4619931890288399E-2,4.0885625496895998E-2,0.10138724354121501]
[94712,14328,"PG&E","Pacific Gas & Electric Co","CA","Delivery","Investor Owned",7.4619931890288399E-2,4.0885625496895998E-2,0.10138724354121501]
[95043,14328,"PG&E","Pacific Gas & Electric Co","CA","Delivery","Investor Owned",7.4619931890288399E-2,4.0885625496895998E-2,0.10138724354121501]
[95042,14328,"PG&E","Pacific Gas & Electric Co","CA","Delivery","Investor Owned",7.4619931890288399E-2,4.0885625496895998E-2,0.10138724354121501]
[95041,14328,"PG&E","Pacific Gas & Electric Co","CA","Delivery","Investor Owned",7.4619931890288399E-2,4.0885625496895998E-2,0.10138724354121501]
[95046,14328,"PG&E","Pacific Gas & Electric Co","CA","Delivery","Investor Owned",7.4619931890288399E-2,4.0885625496895998E-2,0.10138724354121501]
[95045,14328,"PG&E","Pacific Gas & Electric Co","CA","Delivery","Investor Owned",7.4619931890288399E-2,4.0885625496895998E-2,0.10138724354121501]
[95044,14328,"PG&E","Pacific Gas & Electric Co","CA","Delivery","Investor Owned",7.4619931890288399E-2,4.0885625496895998E-2,0.10138724354121501]
[96020,14328,"PG&E","Pacific Gas & Electric Co","CA","Delivery","Investor Owned",7.4619931890288399E-2,4.0885625496895998E-2,0.10138724354121501]
[96021,14328,"PG&E","Pacific Gas & Electric Co","CA","Delivery","Investor Owned",7.4619931890288399E-2,4.0885625496895998E-2,0.10138724354121501]
[96022,14328,"PG&E","Pacific Gas & Electric Co","CA","Delivery","Investor Owned",7.4619931890288399E-2,4.0885625496895998E-2,0.10138724354121501]
[96024,14328,"PG&E","Pacific Gas & Electric Co","CA","Delivery","Investor Owned",7.4619931890288399E-2,4.0885625496895998E-2,0.10138724354121501]
[96028,14328,"PG&E","Pacific Gas & Electric Co","CA","Delivery","Investor Owned",7.4619931890288399E-2,4.0885625496895998E-2,0.10138724354121501]
[96029,14328,"PG&E","Pacific Gas & Electric Co","CA","Delivery","Investor Owned",7.4619931890288399E-2,4.0885625496895998E-2,0.10138724354121501]
[93314,14328,"PG&E","Pacific Gas & Electric Co","CA","Delivery","Investor Owned",7.4619931890288399E-2,4.0885625496895998E-2,0.10138724354121501]
[93311,14328,"PG&E","Pacific Gas & Electric Co","CA","Delivery","Investor Owned",7.4619931890288399E-2,4.0885625496895998E-2,0.10138724354121501]
[93313,14328,"PG&E","Pacific Gas & Electric Co","CA","Delivery","Investor Owned",7.4619931890288399E-2,4.0885625496895998E-2,0.10138724354121501]
[93312,14328,"PG&E","Pacific Gas & Electric Co","CA","Delivery","Investor Owned",7.4619931890288399E-2,4.0885625496895998E-2,0.10138724354121501]
[95534,14328,"PG&E","Pacific Gas & Electric Co","CA","Delivery","Investor Owned",7.4619931890288399E-2,4.0885625496895998E-2,0.10138724354121501]
[93602,14328,"PG&E","Pacific Gas & Electric Co","CA","Delivery","Investor Owned",7.4619931890288399E-2,4.0885625496895998E-2,0.10138724354121501]
[93601,14328,"PG&E","Pacific Gas & Electric Co","CA","Delivery","Investor Owned",7.4619931890288399E-2,4.0885625496895998E-2,0.10138724354121501]
[94529,14328,"PG&E","Pacific Gas & Electric Co","CA","Delivery","Investor Owned",7.4619931890288399E-2,4.0885625496895998E-2,0.10138724354121501]
[94528,14328,"PG&E","Pacific Gas & Electric Co","CA","Delivery","Investor Owned",7.4619931890288399E-2,4.0885625496895998E-2,0.10138724354121501]
[94523,14328,"PG&E","Pacific Gas & Electric Co","CA","Delivery","Investor Owned",7.4619931890288399E-2,4.0885625496895998E-2,0.10138724354121501]
[94521,14328,"PG&E","Pacific Gas & Electric Co","CA","Delivery","Investor Owned",7.4619931890288399E-2,4.0885625496895998E-2,0.10138724354121501]
[94520,14328,"PG&E","Pacific Gas & Electric Co","CA","Delivery","Investor Owned",7.4619931890288399E-2,4.0885625496895998E-2,0.10138724354121501]
[94526,14328,"PG&E","Pacific Gas & Electric Co","CA","Delivery","Investor Owned",7.4619931890288399E-2,4.0885625496895998E-2,0.10138724354121501]
[94525,14328,"PG&E","Pacific Gas & Electric Co","CA","Delivery","Investor Owned",7.4619931890288399E-2,4.0885625496895998E-2,0.10138724354121501]
[94524,14328,"PG&E","Pacific Gas & Electric Co","CA","Delivery","Investor Owned",7.4619931890288399E-2,4.0885625496895998E-2,0.10138724354121501]
[95942,14328,"PG&E","Pacific Gas & Electric Co","CA","Delivery","Investor Owned",7.4619931890288399E-2,4.0885625496895998E-2,0.10138724354121501]
[95943,14328,"PG&E","Pacific Gas & Electric Co","CA","Delivery","Investor Owned",7.4619931890288399E-2,4.0885625496895998E-2,0.10138724354121501]
[95940,14328,"PG&E","Pacific Gas & Electric Co","CA","Delivery","Investor Owned",7.4619931890288399E-2,4.0885625496895998E-2,0.10138724354121501]
[95941,14328,"PG&E","Pacific Gas & Electric Co","CA","Delivery","Investor Owned",7.4619931890288399E-2,4.0885625496895998E-2,0.10138724354121501]
[95946,14328,"PG&E","Pacific Gas & Electric Co","CA","Delivery","Investor Owned",7.4619931890288399E-2,4.0885625496895998E-2,0.10138724354121501]
[95947,14328,"PG&E","Pacific Gas & Electric Co","CA","Delivery","Investor Owned",7.4619931890288399E-2,4.0885625496895998E-2,0.10138724354121501]
[95944,14328,"PG&E","Pacific Gas & Electric Co","CA","Delivery","Investor Owned",7.4619931890288399E-2,4.0885625496895998E-2,0.10138724354121501]
[95945,14328,"PG&E","Pacific Gas & Electric Co","CA","Delivery","Investor Owned",7.4619931890288399E-2,4.0885625496895998E-2,0.10138724354121501]
[95948,14328,"PG&E","Pacific Gas & Electric Co","CA","Delivery","Investor Owned",7.4619931890288399E-2,4.0885625496895998E-2,0.10138724354121501]
[95949,14328,"PG&E","Pacific Gas & Electric Co","CA","Delivery","Investor Owned",7.4619931890288399E-2,4.0885625496895998E-2,0.10138724354121501]
[94309,14328,"PG&E","Pacific Gas & Electric Co","CA","Delivery","Investor Owned",7.4619931890288399E-2,4.0885625496895998E-2,0.10138724354121501]
[94303,14328,"PG&E","Pacific Gas & Electric Co","CA","Delivery","Investor Owned",7.4619931890288399E-2,4.0885625496895998E-2,0.10138724354121501]
[94301,14328,"PG&E","Pacific Gas & Electric Co","CA","Delivery","Investor Owned",7.4619931890288399E-2,4.0885625496895998E-2,0.10138724354121501]
[94306,14328,"PG&E","Pacific Gas & Electric Co","CA","Delivery","Investor Owned",7.4619931890288399E-2,4.0885625496895998E-2,0.10138724354121501]
[94305,14328,"PG&E","Pacific Gas & Electric Co","CA","Delivery","Investor Owned",7.4619931890288399E-2,4.0885625496895998E-2,0.10138724354121501]
[94304,14328,"PG&E","Pacific Gas & Electric Co","CA","Delivery","Investor Owned",7.4619931890288399E-2,4.0885625496895998E-2,0.10138724354121501]
[94970,14328,"PG&E","Pacific Gas & Electric Co","CA","Delivery","Investor Owned",7.4619931890288399E-2,4.0885625496895998E-2,0.10138724354121501]
[94971,14328,"PG&E","Pacific Gas & Electric Co","CA","Delivery","Investor Owned",7.4619931890288399E-2,4.0885625496895998E-2,0.10138724354121501]
[94972,14328,"PG&E","Pacific Gas & Electric Co","CA","Delivery","Investor Owned",7.4619931890288399E-2,4.0885625496895998E-2,0.10138724354121501]
[94973,14328,"PG&E","Pacific Gas & Electric Co","CA","Delivery","Investor Owned",7.4619931890288399E-2,4.0885625496895998E-2,0.10138724354121501]
[94978,14328,"PG&E","Pacific Gas & Electric Co","CA","Delivery","Investor Owned",7.4619931890288399E-2,4.0885625496895998E-2,0.10138724354121501]
[94979,14328,"PG&E","Pacific Gas & Electric Co","CA","Delivery","Investor Owned",7.4619931890288399E-2,4.0885625496895998E-2,0.10138724354121501]
[94112,14328,"PG&E","Pacific Gas & Electric Co","CA","Delivery","Investor Owned",7.4619931890288399E-2,4.0885625496895998E-2,0.10138724354121501]
[95645,14328,"PG&E","Pacific Gas & Electric Co","CA","Delivery","Investor Owned",7.4619931890288399E-2,4.0885625496895998E-2,0.10138724354121501]
[95646,14328,"PG&E","Pacific Gas & Electric Co","CA","Delivery","Investor Owned",7.4619931890288399E-2,4.0885625496895998E-2,0.10138724354121501]
[95641,14328,"PG&E","Pacific Gas & Electric Co","CA","Delivery","Investor Owned",7.4619931890288399E-2,4.0885625496895998E-2,0.10138724354121501]
[95640,14328,"PG&E","Pacific Gas & Electric Co","CA","Delivery","Investor Owned",7.4619931890288399E-2,4.0885625496895998E-2,0.10138724354121501]
[95642,14328,"PG&E","Pacific Gas & Electric Co","CA","Delivery","Investor Owned",7.4619931890288399E-2,4.0885625496895998E-2,0.10138724354121501]
[95648,14328,"PG&E","Pacific Gas & Electric Co","CA","Delivery","Investor Owned",7.4619931890288399E-2,4.0885625496895998E-2,0.10138724354121501]
[94497,14328,"PG&E","Pacific Gas & Electric Co","CA","Delivery","Investor Owned",7.4619931890288399E-2,4.0885625496895998E-2,0.10138724354121501]
[93390,14328,"PG&E","Pacific Gas & Electric Co","CA","Delivery","Investor Owned",7.4619931890288399E-2,4.0885625496895998E-2,0.10138724354121501]
[95252,14328,"PG&E","Pacific Gas & Electric Co","CA","Delivery","Investor Owned",7.4619931890288399E-2,4.0885625496895998E-2,0.10138724354121501]
[95253,14328,"PG&E","Pacific Gas & Electric Co","CA","Delivery","Investor Owned",7.4619931890288399E-2,4.0885625496895998E-2,0.10138724354121501]
[95251,14328,"PG&E","Pacific Gas & Electric Co","CA","Delivery","Investor Owned",7.4619931890288399E-2,4.0885625496895998E-2,0.10138724354121501]
[95257,14328,"PG&E","Pacific Gas & Electric Co","CA","Delivery","Investor Owned",7.4619931890288399E-2,4.0885625496895998E-2,0.10138724354121501]
[95254,14328,"PG&E","Pacific Gas & Electric Co","CA","Delivery","Investor Owned",7.4619931890288399E-2,4.0885625496895998E-2,0.10138724354121501]
[95255,14328,"PG&E","Pacific Gas & Electric Co","CA","Delivery","Investor Owned",7.4619931890288399E-2,4.0885625496895998E-2,0.10138724354121501]
[95258,14328,"PG&E","Pacific Gas & Electric Co","CA","Delivery","Investor Owned",7.4619931890288399E-2,4.0885625496895998E-2,0.10138724354121501]
[93844,14328,"PG&E","Pacific Gas & Electric Co","CA","Delivery","Investor Owned",7.4619931890288399E-2,4.0885625496895998E-2,0.10138724354121501]
[93456,14328,"PG&E","Pacific Gas & Electric Co","CA","Delivery","Investor Owned",7.4619931890288399E-2,4.0885625496895998E-2,0.10138724354121501]
[93457,14328,"PG&E","Pacific Gas & Electric Co","CA","Delivery","Investor Owned",7.4619931890288399E-2,4.0885625496895998E-2,0.10138724354121501]
[93454,14328,"PG&E","Pacific Gas & Electric Co","CA","Delivery","Investor Owned",7.4619931890288399E-2,4.0885625496895998E-2,0.10138724354121501]
[93455,14328,"PG&E","Pacific Gas & Electric Co","CA","Delivery","Investor Owned",7.4619931890288399E-2,4.0885625496895998E-2,0.10138724354121501]
[93452,14328,"PG&E","Pacific Gas & Electric Co","CA","Delivery","Investor Owned",7.4619931890288399E-2,4.0885625496895998E-2,0.10138724354121501]
[93453,14328,"PG&E","Pacific Gas & Electric Co","CA","Delivery","Investor Owned",7.4619931890288399E-2,4.0885625496895998E-2,0.10138724354121501]
[93450,14328,"PG&E","Pacific Gas & Electric Co","CA","Delivery","Investor Owned",7.4619931890288399E-2,4.0885625496895998E-2,0.10138724354121501]
[93451,14328,"PG&E","Pacific Gas & Electric Co","CA","Delivery","Investor Owned",7.4619931890288399E-2,4.0885625496895998E-2,0.10138724354121501]
[93458,14328,"PG&E","Pacific Gas & Electric Co","CA","Delivery","Investor Owned",7.4619931890288399E-2,4.0885625496895998E-2,0.10138724354121501]
[95472,14328,"PG&E","Pacific Gas & Electric Co","CA","Delivery","Investor Owned",7.4619931890288399E-2,4.0885625496895998E-2,0.10138724354121501]
[95473,14328,"PG&E","Pacific Gas & Electric Co","CA","Delivery","Investor Owned",7.4619931890288399E-2,4.0885625496895998E-2,0.10138724354121501]
[95470,14328,"PG&E","Pacific Gas & Electric Co","CA","Delivery","Investor Owned",7.4619931890288399E-2,4.0885625496895998E-2,0.10138724354121501]
[95471,14328,"PG&E","Pacific Gas & Electric Co","CA","Delivery","Investor Owned",7.4619931890288399E-2,4.0885625496895998E-2,0.10138724354121501]
[95476,14328,"PG&E","Pacific Gas & Electric Co","CA","Delivery","Investor Owned",7.4619931890288399E-2,4.0885625496895998E-2,0.10138724354121501]
[94404,14328,"PG&E","Pacific Gas & Electric Co","CA","Delivery","Investor Owned",7.4619931890288399E-2,4.0885625496895998E-2,0.10138724354121501]
[94401,14328,"PG&E","Pacific Gas & Electric Co","CA","Delivery","Investor Owned",7.4619931890288399E-2,4.0885625496895998E-2,0.10138724354121501]
[94402,14328,"PG&E","Pacific Gas & Electric Co","CA","Delivery","Investor Owned",7.4619931890288399E-2,4.0885625496895998E-2,0.10138724354121501]
[94403,14328,"PG&E","Pacific Gas & Electric Co","CA","Delivery","Investor Owned",7.4619931890288399E-2,4.0885625496895998E-2,0.10138724354121501]
[94557,14328,"PG&E","Pacific Gas & Electric Co","CA","Delivery","Investor Owned",7.4619931890288399E-2,4.0885625496895998E-2,0.10138724354121501]
[93750,14328,"PG&E","Pacific Gas & Electric Co","CA","Delivery","Investor Owned",7.4619931890288399E-2,4.0885625496895998E-2,0.10138724354121501]
[94558,14328,"PG&E","Pacific Gas & Electric Co","CA","Delivery","Investor Owned",7.4619931890288399E-2,4.0885625496895998E-2,0.10138724354121501]
[93291,14328,"PG&E","Pacific Gas & Electric Co","CA","Delivery","Investor Owned",7.4619931890288399E-2,4.0885625496895998E-2,0.10138724354121501]
[93292,14328,"PG&E","Pacific Gas & Electric Co","CA","Delivery","Investor Owned",7.4619931890288399E-2,4.0885625496895998E-2,0.10138724354121501]
[96118,14328,"PG&E","Pacific Gas & Electric Co","CA","Delivery","Investor Owned",7.4619931890288399E-2,4.0885625496895998E-2,0.10138724354121501]
[96119,14328,"PG&E","Pacific Gas & Electric Co","CA","Delivery","Investor Owned",7.4619931890288399E-2,4.0885625496895998E-2,0.10138724354121501]
[96114,14328,"PG&E","Pacific Gas & Electric Co","CA","Delivery","Investor Owned",7.4619931890288399E-2,4.0885625496895998E-2,0.10138724354121501]
[95205,14328,"PG&E","Pacific Gas & Electric Co","CA","Delivery","Investor Owned",7.4619931890288399E-2,4.0885625496895998E-2,0.10138724354121501]
[95206,14328,"PG&E","Pacific Gas & Electric Co","CA","Delivery","Investor Owned",7.4619931890288399E-2,4.0885625496895998E-2,0.10138724354121501]
[95201,14328,"PG&E","Pacific Gas & Electric Co","CA","Delivery","Investor Owned",7.4619931890288399E-2,4.0885625496895998E-2,0.10138724354121501]
[95203,14328,"PG&E","Pacific Gas & Electric Co","CA","Delivery","Investor Owned",7.4619931890288399E-2,4.0885625496895998E-2,0.10138724354121501]
[95202,14328,"PG&E","Pacific Gas & Electric Co","CA","Delivery","Investor Owned",7.4619931890288399E-2,4.0885625496895998E-2,0.10138724354121501]
[93649,14328,"PG&E","Pacific Gas & Electric Co","CA","Delivery","Investor Owned",7.4619931890288399E-2,4.0885625496895998E-2,0.10138724354121501]
[93648,14328,"PG&E","Pacific Gas & Electric Co","CA","Delivery","Investor Owned",7.4619931890288399E-2,4.0885625496895998E-2,0.10138724354121501]
[93647,14328,"PG&E","Pacific Gas & Electric Co","CA","Delivery","Investor Owned",7.4619931890288399E-2,4.0885625496895998E-2,0.10138724354121501]
[93646,14328,"PG&E","Pacific Gas & Electric Co","CA","Delivery","Investor Owned",7.4619931890288399E-2,4.0885625496895998E-2,0.10138724354121501]
[93645,14328,"PG&E","Pacific Gas & Electric Co","CA","Delivery","Investor Owned",7.4619931890288399E-2,4.0885625496895998E-2,0.10138724354121501]
[93644,14328,"PG&E","Pacific Gas & Electric Co","CA","Delivery","Investor Owned",7.4619931890288399E-2,4.0885625496895998E-2,0.10138724354121501]
[93643,14328,"PG&E","Pacific Gas & Electric Co","CA","Delivery","Investor Owned",7.4619931890288399E-2,4.0885625496895998E-2,0.10138724354121501]
[93642,14328,"PG&E","Pacific Gas & Electric Co","CA","Delivery","Investor Owned",7.4619931890288399E-2,4.0885625496895998E-2,0.10138724354121501]
[93641,14328,"PG&E","Pacific Gas & Electric Co","CA","Delivery","Investor Owned",7.4619931890288399E-2,4.0885625496895998E-2,0.10138724354121501]
[93640,14328,"PG&E","Pacific Gas & Electric Co","CA","Delivery","Investor Owned",7.4619931890288399E-2,4.0885625496895998E-2,0.10138724354121501]
[94017,14328,"PG&E","Pacific Gas & Electric Co","CA","Delivery","Investor Owned",7.4619931890288399E-2,4.0885625496895998E-2,0.10138724354121501]
[94015,14328,"PG&E","Pacific Gas & Electric Co","CA","Delivery","Investor Owned",7.4619931890288399E-2,4.0885625496895998E-2,0.10138724354121501]
[94014,14328,"PG&E","Pacific Gas & Electric Co","CA","Delivery","Investor Owned",7.4619931890288399E-2,4.0885625496895998E-2,0.10138724354121501]
[94011,14328,"PG&E","Pacific Gas & Electric Co","CA","Delivery","Investor Owned",7.4619931890288399E-2,4.0885625496895998E-2,0.10138724354121501]
[94010,14328,"PG&E","Pacific Gas & Electric Co","CA","Delivery","Investor Owned",7.4619931890288399E-2,4.0885625496895998E-2,0.10138724354121501]
[94019,14328,"PG&E","Pacific Gas & Electric Co","CA","Delivery","Investor Owned",7.4619931890288399E-2,4.0885625496895998E-2,0.10138724354121501]
[94018,14328,"PG&E","Pacific Gas & Electric Co","CA","Delivery","Investor Owned",7.4619931890288399E-2,4.0885625496895998E-2,0.10138724354121501]
[95765,14328,"PG&E","Pacific Gas & Electric Co","CA","Delivery","Investor Owned",7.4619931890288399E-2,4.0885625496895998E-2,0.10138724354121501]
[95762,14328,"PG&E","Pacific Gas & Electric Co","CA","Delivery","Investor Owned",7.4619931890288399E-2,4.0885625496895998E-2,0.10138724354121501]
[94964,14328,"PG&E","Pacific Gas & Electric Co","CA","Delivery","Investor Owned",7.4619931890288399E-2,4.0885625496895998E-2,0.10138724354121501]
[95358,14328,"PG&E","Pacific Gas & Electric Co","CA","Delivery","Investor Owned",7.4619931890288399E-2,4.0885625496895998E-2,0.10138724354121501]
[95357,14328,"PG&E","Pacific Gas & Electric Co","CA","Delivery","Investor Owned",7.4619931890288399E-2,4.0885625496895998E-2,0.10138724354121501]
[95356,14328,"PG&E","Pacific Gas & Electric Co","CA","Delivery","Investor Owned",7.4619931890288399E-2,4.0885625496895998E-2,0.10138724354121501]
[93219,14328,"PG&E","Pacific Gas & Electric Co","CA","Delivery","Investor Owned",7.4619931890288399E-2,4.0885625496895998E-2,0.10138724354121501]
[93210,14328,"PG&E","Pacific Gas & Electric Co","CA","Delivery","Investor Owned",7.4619931890288399E-2,4.0885625496895998E-2,0.10138724354121501]
[93212,14328,"PG&E","Pacific Gas & Electric Co","CA","Delivery","Investor Owned",7.4619931890288399E-2,4.0885625496895998E-2,0.10138724354121501]
[93215,14328,"PG&E","Pacific Gas & Electric Co","CA","Delivery","Investor Owned",7.4619931890288399E-2,4.0885625496895998E-2,0.10138724354121501]
[93962,14328,"PG&E","Pacific Gas & Electric Co","CA","Delivery","Investor Owned",7.4619931890288399E-2,4.0885625496895998E-2,0.10138724354121501]
[93960,14328,"PG&E","Pacific Gas & Electric Co","CA","Delivery","Investor Owned",7.4619931890288399E-2,4.0885625496895998E-2,0.10138724354121501]
[94606,14328,"PG&E","Pacific Gas & Electric Co","CA","Delivery","Investor Owned",7.4619931890288399E-2,4.0885625496895998E-2,0.10138724354121501]
[94607,14328,"PG&E","Pacific Gas & Electric Co","CA","Delivery","Investor Owned",7.4619931890288399E-2,4.0885625496895998E-2,0.10138724354121501]
[94604,14328,"PG&E","Pacific Gas & Electric Co","CA","Delivery","Investor Owned",7.4619931890288399E-2,4.0885625496895998E-2,0.10138724354121501]
[94602,14328,"PG&E","Pacific Gas & Electric Co","CA","Delivery","Investor Owned",7.4619931890288399E-2,4.0885625496895998E-2,0.10138724354121501]
[94603,14328,"PG&E","Pacific Gas & Electric Co","CA","Delivery","Investor Owned",7.4619931890288399E-2,4.0885625496895998E-2,0.10138724354121501]
[94601,14328,"PG&E","Pacific Gas & Electric Co","CA","Delivery","Investor Owned",7.4619931890288399E-2,4.0885625496895998E-2,0.10138724354121501]
[95537,14328,"PG&E","Pacific Gas & Electric Co","CA","Delivery","Investor Owned",7.4619931890288399E-2,4.0885625496895998E-2,0.10138724354121501]
[95536,14328,"PG&E","Pacific Gas & Electric Co","CA","Delivery","Investor Owned",7.4619931890288399E-2,4.0885625496895998E-2,0.10138724354121501]
[94720,14328,"PG&E","Pacific Gas & Electric Co","CA","Delivery","Investor Owned",7.4619931890288399E-2,4.0885625496895998E-2,0.10138724354121501]
[96007,14328,"PG&E","Pacific Gas & Electric Co","CA","Delivery","Investor Owned",7.4619931890288399E-2,4.0885625496895998E-2,0.10138724354121501]
[96019,14328,"PG&E","Pacific Gas & Electric Co","CA","Delivery","Investor Owned",7.4619931890288399E-2,4.0885625496895998E-2,0.10138724354121501]
[96016,14328,"PG&E","Pacific Gas & Electric Co","CA","Delivery","Investor Owned",7.4619931890288399E-2,4.0885625496895998E-2,0.10138724354121501]
[93728,14328,"PG&E","Pacific Gas & Electric Co","CA","Delivery","Investor Owned",7.4619931890288399E-2,4.0885625496895998E-2,0.10138724354121501]
[93722,14328,"PG&E","Pacific Gas & Electric Co","CA","Delivery","Investor Owned",7.4619931890288399E-2,4.0885625496895998E-2,0.10138724354121501]
[93723,14328,"PG&E","Pacific Gas & Electric Co","CA","Delivery","Investor Owned",7.4619931890288399E-2,4.0885625496895998E-2,0.10138724354121501]
[93724,14328,"PG&E","Pacific Gas & Electric Co","CA","Delivery","Investor Owned",7.4619931890288399E-2,4.0885625496895998E-2,0.10138724354121501]
[93725,14328,"PG&E","Pacific Gas & Electric Co","CA","Delivery","Investor Owned",7.4619931890288399E-2,4.0885625496895998E-2,0.10138724354121501]
[93726,14328,"PG&E","Pacific Gas & Electric Co","CA","Delivery","Investor Owned",7.4619931890288399E-2,4.0885625496895998E-2,0.10138724354121501]
[93727,14328,"PG&E","Pacific Gas & Electric Co","CA","Delivery","Investor Owned",7.4619931890288399E-2,4.0885625496895998E-2,0.10138724354121501]
[95521,14328,"PG&E","Pacific Gas & Electric Co","CA","Delivery","Investor Owned",7.4619931890288399E-2,4.0885625496895998E-2,0.10138724354121501]
[95939,14328,"PG&E","Pacific Gas & Electric Co","CA","Delivery","Investor Owned",7.4619931890288399E-2,4.0885625496895998E-2,0.10138724354121501]
[95938,14328,"PG&E","Pacific Gas & Electric Co","CA","Delivery","Investor Owned",7.4619931890288399E-2,4.0885625496895998E-2,0.10138724354121501]
[95932,14328,"PG&E","Pacific Gas & Electric Co","CA","Delivery","Investor Owned",7.4619931890288399E-2,4.0885625496895998E-2,0.10138724354121501]
[95930,14328,"PG&E","Pacific Gas & Electric Co","CA","Delivery","Investor Owned",7.4619931890288399E-2,4.0885625496895998E-2,0.10138724354121501]
[95937,14328,"PG&E","Pacific Gas & Electric Co","CA","Delivery","Investor Owned",7.4619931890288399E-2,4.0885625496895998E-2,0.10138724354121501]
[95936,14328,"PG&E","Pacific Gas & Electric Co","CA","Delivery","Investor Owned",7.4619931890288399E-2,4.0885625496895998E-2,0.10138724354121501]
[95935,14328,"PG&E","Pacific Gas & Electric Co","CA","Delivery","Investor Owned",7.4619931890288399E-2,4.0885625496895998E-2,0.10138724354121501]
[95934,14328,"PG&E","Pacific Gas & Electric Co","CA","Delivery","Investor Owned",7.4619931890288399E-2,4.0885625496895998E-2,0.10138724354121501]
[95425,14328,"PG&E","Pacific Gas & Electric Co","CA","Delivery","Investor Owned",7.4619931890288399E-2,4.0885625496895998E-2,0.10138724354121501]
[95424,14328,"PG&E","Pacific Gas & Electric Co","CA","Delivery","Investor Owned",7.4619931890288399E-2,4.0885625496895998E-2,0.10138724354121501]
[95482,14328,"PG&E","Pacific Gas & Electric Co","CA","Delivery","Investor Owned",7.4619931890288399E-2,4.0885625496895998E-2,0.10138724354121501]
[95481,14328,"PG&E","Pacific Gas & Electric Co","CA","Delivery","Investor Owned",7.4619931890288399E-2,4.0885625496895998E-2,0.10138724354121501]
[95480,14328,"PG&E","Pacific Gas & Electric Co","CA","Delivery","Investor Owned",7.4619931890288399E-2,4.0885625496895998E-2,0.10138724354121501]
[95487,14328,"PG&E","Pacific Gas & Electric Co","CA","Delivery","Investor Owned",7.4619931890288399E-2,4.0885625496895998E-2,0.10138724354121501]
[95486,14328,"PG&E","Pacific Gas & Electric Co","CA","Delivery","Investor Owned",7.4619931890288399E-2,4.0885625496895998E-2,0.10138724354121501]
[95485,14328,"PG&E","Pacific Gas & Electric Co","CA","Delivery","Investor Owned",7.4619931890288399E-2,4.0885625496895998E-2,0.10138724354121501]
[95488,14328,"PG&E","Pacific Gas & Electric Co","CA","Delivery","Investor Owned",7.4619931890288399E-2,4.0885625496895998E-2,0.10138724354121501]
[95159,14328,"PG&E","Pacific Gas & Electric Co","CA","Delivery","Investor Owned",7.4619931890288399E-2,4.0885625496895998E-2,0.10138724354121501]
[95158,14328,"PG&E","Pacific Gas & Electric Co","CA","Delivery","Investor Owned",7.4619931890288399E-2,4.0885625496895998E-2,0.10138724354121501]
[95152,14328,"PG&E","Pacific Gas & Electric Co","CA","Delivery","Investor Owned",7.4619931890288399E-2,4.0885625496895998E-2,0.10138724354121501]
[95157,14328,"PG&E","Pacific Gas & Electric Co","CA","Delivery","Investor Owned",7.4619931890288399E-2,4.0885625496895998E-2,0.10138724354121501]
[95156,14328,"PG&E","Pacific Gas & Electric Co","CA","Delivery","Investor Owned",7.4619931890288399E-2,4.0885625496895998E-2,0.10138724354121501]
[95010,14328,"PG&E","Pacific Gas & Electric Co","CA","Delivery","Investor Owned",7.4619931890288399E-2,4.0885625496895998E-2,0.10138724354121501]
[95011,14328,"PG&E","Pacific Gas & Electric Co","CA","Delivery","Investor Owned",7.4619931890288399E-2,4.0885625496895998E-2,0.10138724354121501]
[95012,14328,"PG&E","Pacific Gas & Electric Co","CA","Delivery","Investor Owned",7.4619931890288399E-2,4.0885625496895998E-2,0.10138724354121501]
[95013,14328,"PG&E","Pacific Gas & Electric Co","CA","Delivery","Investor Owned",7.4619931890288399E-2,4.0885625496895998E-2,0.10138724354121501]
[95017,14328,"PG&E","Pacific Gas & Electric Co","CA","Delivery","Investor Owned",7.4619931890288399E-2,4.0885625496895998E-2,0.10138724354121501]
[94949,14328,"PG&E","Pacific Gas & Electric Co","CA","Delivery","Investor Owned",7.4619931890288399E-2,4.0885625496895998E-2,0.10138724354121501]
[94948,14328,"PG&E","Pacific Gas & Electric Co","CA","Delivery","Investor Owned",7.4619931890288399E-2,4.0885625496895998E-2,0.10138724354121501]
[94945,14328,"PG&E","Pacific Gas & Electric Co","CA","Delivery","Investor Owned",7.4619931890288399E-2,4.0885625496895998E-2,0.10138724354121501]
[94947,14328,"PG&E","Pacific Gas & Electric Co","CA","Delivery","Investor Owned",7.4619931890288399E-2,4.0885625496895998E-2,0.10138724354121501]
[94946,14328,"PG&E","Pacific Gas & Electric Co","CA","Delivery","Investor Owned",7.4619931890288399E-2,4.0885625496895998E-2,0.10138724354121501]
[94941,14328,"PG&E","Pacific Gas & Electric Co","CA","Delivery","Investor Owned",7.4619931890288399E-2,4.0885625496895998E-2,0.10138724354121501]
[94940,14328,"PG&E","Pacific Gas & Electric Co","CA","Delivery","Investor Owned",7.4619931890288399E-2,4.0885625496895998E-2,0.10138724354121501]
[94942,14328,"PG&E","Pacific Gas & Electric Co","CA","Delivery","Investor Owned",7.4619931890288399E-2,4.0885625496895998E-2,0.10138724354121501]
[96090,14328,"PG&E","Pacific Gas & Electric Co","CA","Delivery","Investor Owned",7.4619931890288399E-2,4.0885625496895998E-2,0.10138724354121501]
[96092,14328,"PG&E","Pacific Gas & Electric Co","CA","Delivery","Investor Owned",7.4619931890288399E-2,4.0885625496895998E-2,0.10138724354121501]
[96095,14328,"PG&E","Pacific Gas & Electric Co","CA","Delivery","Investor Owned",7.4619931890288399E-2,4.0885625496895998E-2,0.10138724354121501]
[96096,14328,"PG&E","Pacific Gas & Electric Co","CA","Delivery","Investor Owned",7.4619931890288399E-2,4.0885625496895998E-2,0.10138724354121501]
[96099,14328,"PG&E","Pacific Gas & Electric Co","CA","Delivery","Investor Owned",7.4619931890288399E-2,4.0885625496895998E-2,0.10138724354121501]
[95108,14328,"PG&E","Pacific Gas & Electric Co","CA","Delivery","Investor Owned",7.4619931890288399E-2,4.0885625496895998E-2,0.10138724354121501]
[95109,14328,"PG&E","Pacific Gas & Electric Co","CA","Delivery","Investor Owned",7.4619931890288399E-2,4.0885625496895998E-2,0.10138724354121501]
[94578,14328,"PG&E","Pacific Gas & Electric Co","CA","Delivery","Investor Owned",7.4619931890288399E-2,4.0885625496895998E-2,0.10138724354121501]
[94579,14328,"PG&E","Pacific Gas & Electric Co","CA","Delivery","Investor Owned",7.4619931890288399E-2,4.0885625496895998E-2,0.10138724354121501]
[94570,14328,"PG&E","Pacific Gas & Electric Co","CA","Delivery","Investor Owned",7.4619931890288399E-2,4.0885625496895998E-2,0.10138724354121501]
[94571,14328,"PG&E","Pacific Gas & Electric Co","CA","Delivery","Investor Owned",7.4619931890288399E-2,4.0885625496895998E-2,0.10138724354121501]
[94572,14328,"PG&E","Pacific Gas & Electric Co","CA","Delivery","Investor Owned",7.4619931890288399E-2,4.0885625496895998E-2,0.10138724354121501]
[94573,14328,"PG&E","Pacific Gas & Electric Co","CA","Delivery","Investor Owned",7.4619931890288399E-2,4.0885625496895998E-2,0.10138724354121501]
[94574,14328,"PG&E","Pacific Gas & Electric Co","CA","Delivery","Investor Owned",7.4619931890288399E-2,4.0885625496895998E-2,0.10138724354121501]
[94575,14328,"PG&E","Pacific Gas & Electric Co","CA","Delivery","Investor Owned",7.4619931890288399E-2,4.0885625496895998E-2,0.10138724354121501]
[94576,14328,"PG&E","Pacific Gas & Electric Co","CA","Delivery","Investor Owned",7.4619931890288399E-2,4.0885625496895998E-2,0.10138724354121501]
[94577,14328,"PG&E","Pacific Gas & Electric Co","CA","Delivery","Investor Owned",7.4619931890288399E-2,4.0885625496895998E-2,0.10138724354121501]
[95229,14328,"PG&E","Pacific Gas & Electric Co","CA","Delivery","Investor Owned",7.4619931890288399E-2,4.0885625496895998E-2,0.10138724354121501]
[95223,14328,"PG&E","Pacific Gas & Electric Co","CA","Delivery","Investor Owned",7.4619931890288399E-2,4.0885625496895998E-2,0.10138724354121501]
[95222,14328,"PG&E","Pacific Gas & Electric Co","CA","Delivery","Investor Owned",7.4619931890288399E-2,4.0885625496895998E-2,0.10138724354121501]
[95221,14328,"PG&E","Pacific Gas & Electric Co","CA","Delivery","Investor Owned",7.4619931890288399E-2,4.0885625496895998E-2,0.10138724354121501]
[95227,14328,"PG&E","Pacific Gas & Electric Co","CA","Delivery","Investor Owned",7.4619931890288399E-2,4.0885625496895998E-2,0.10138724354121501]
[95226,14328,"PG&E","Pacific Gas & Electric Co","CA","Delivery","Investor Owned",7.4619931890288399E-2,4.0885625496895998E-2,0.10138724354121501]
[95225,14328,"PG&E","Pacific Gas & Electric Co","CA","Delivery","Investor Owned",7.4619931890288399E-2,4.0885625496895998E-2,0.10138724354121501]
[95224,14328,"PG&E","Pacific Gas & Electric Co","CA","Delivery","Investor Owned",7.4619931890288399E-2,4.0885625496895998E-2,0.10138724354121501]
[93105,14328,"PG&E","Pacific Gas & Electric Co","CA","Delivery","Investor Owned",7.4619931890288399E-2,4.0885625496895998E-2,0.10138724354121501]
[94088,14328,"PG&E","Pacific Gas & Electric Co","CA","Delivery","Investor Owned",7.4619931890288399E-2,4.0885625496895998E-2,0.10138724354121501]
[94089,14328,"PG&E","Pacific Gas & Electric Co","CA","Delivery","Investor Owned",7.4619931890288399E-2,4.0885625496895998E-2,0.10138724354121501]
[94510,14328,"PG&E","Pacific Gas & Electric Co","CA","Delivery","Investor Owned",7.4619931890288399E-2,4.0885625496895998E-2,0.10138724354121501]
[95409,14328,"PG&E","Pacific Gas & Electric Co","CA","Delivery","Investor Owned",7.4619931890288399E-2,4.0885625496895998E-2,0.10138724354121501]
[95403,14328,"PG&E","Pacific Gas & Electric Co","CA","Delivery","Investor Owned",7.4619931890288399E-2,4.0885625496895998E-2,0.10138724354121501]
[95402,14328,"PG&E","Pacific Gas & Electric Co","CA","Delivery","Investor Owned",7.4619931890288399E-2,4.0885625496895998E-2,0.10138724354121501]
[95401,14328,"PG&E","Pacific Gas & Electric Co","CA","Delivery","Investor Owned",7.4619931890288399E-2,4.0885625496895998E-2,0.10138724354121501]
[95407,14328,"PG&E","Pacific Gas & Electric Co","CA","Delivery","Investor Owned",7.4619931890288399E-2,4.0885625496895998E-2,0.10138724354121501]
[95406,14328,"PG&E","Pacific Gas & Electric Co","CA","Delivery","Investor Owned",7.4619931890288399E-2,4.0885625496895998E-2,0.10138724354121501]
[95405,14328,"PG&E","Pacific Gas & Electric Co","CA","Delivery","Investor Owned",7.4619931890288399E-2,4.0885625496895998E-2,0.10138724354121501]
[95388,14328,"PG&E","Pacific Gas & Electric Co","CA","Delivery","Investor Owned",7.4619931890288399E-2,4.0885625496895998E-2,0.10138724354121501]
[95389,14328,"PG&E","Pacific Gas & Electric Co","CA","Delivery","Investor Owned",7.4619931890288399E-2,4.0885625496895998E-2,0.10138724354121501]
[95385,14328,"PG&E","Pacific Gas & Electric Co","CA","Delivery","Investor Owned",7.4619931890288399E-2,4.0885625496895998E-2,0.10138724354121501]
[95387,14328,"PG&E","Pacific Gas & Electric Co","CA","Delivery","Investor Owned",7.4619931890288399E-2,4.0885625496895998E-2,0.10138724354121501]
[95380,14328,"PG&E","Pacific Gas & Electric Co","CA","Delivery","Investor Owned",7.4619931890288399E-2,4.0885625496895998E-2,0.10138724354121501]
[95383,14328,"PG&E","Pacific Gas & Electric Co","CA","Delivery","Investor Owned",7.4619931890288399E-2,4.0885625496895998E-2,0.10138724354121501]
[96125,14328,"PG&E","Pacific Gas & Electric Co","CA","Delivery","Investor Owned",7.4619931890288399E-2,4.0885625496895998E-2,0.10138724354121501]
[96124,14328,"PG&E","Pacific Gas & Electric Co","CA","Delivery","Investor Owned",7.4619931890288399E-2,4.0885625496895998E-2,0.10138724354121501]
[96126,14328,"PG&E","Pacific Gas & Electric Co","CA","Delivery","Investor Owned",7.4619931890288399E-2,4.0885625496895998E-2,0.10138724354121501]
[96122,14328,"PG&E","Pacific Gas & Electric Co","CA","Delivery","Investor Owned",7.4619931890288399E-2,4.0885625496895998E-2,0.10138724354121501]
[95129,14328,"PG&E","Pacific Gas & Electric Co","CA","Delivery","Investor Owned",7.4619931890288399E-2,4.0885625496895998E-2,0.10138724354121501]
[94508,14328,"PG&E","Pacific Gas & Electric Co","CA","Delivery","Investor Owned",7.4619931890288399E-2,4.0885625496895998E-2,0.10138724354121501]
[94507,14328,"PG&E","Pacific Gas & Electric Co","CA","Delivery","Investor Owned",7.4619931890288399E-2,4.0885625496895998E-2,0.10138724354121501]
[94506,14328,"PG&E","Pacific Gas & Electric Co","CA","Delivery","Investor Owned",7.4619931890288399E-2,4.0885625496895998E-2,0.10138724354121501]
[94503,14328,"PG&E","Pacific Gas & Electric Co","CA","Delivery","Investor Owned",7.4619931890288399E-2,4.0885625496895998E-2,0.10138724354121501]
[94502,14328,"PG&E","Pacific Gas & Electric Co","CA","Delivery","Investor Owned",7.4619931890288399E-2,4.0885625496895998E-2,0.10138724354121501]
[93628,14328,"PG&E","Pacific Gas & Electric Co","CA","Delivery","Investor Owned",7.4619931890288399E-2,4.0885625496895998E-2,0.10138724354121501]
[95612,14328,"PG&E","Pacific Gas & Electric Co","CA","Delivery","Investor Owned",7.4619931890288399E-2,4.0885625496895998E-2,0.10138724354121501]
[95613,14328,"PG&E","Pacific Gas & Electric Co","CA","Delivery","Investor Owned",7.4619931890288399E-2,4.0885625496895998E-2,0.10138724354121501]
[95610,14328,"PG&E","Pacific Gas & Electric Co","CA","Delivery","Investor Owned",7.4619931890288399E-2,4.0885625496895998E-2,0.10138724354121501]
[95616,14328,"PG&E","Pacific Gas & Electric Co","CA","Delivery","Investor Owned",7.4619931890288399E-2,4.0885625496895998E-2,0.10138724354121501]
[95617,14328,"PG&E","Pacific Gas & Electric Co","CA","Delivery","Investor Owned",7.4619931890288399E-2,4.0885625496895998E-2,0.10138724354121501]
[95614,14328,"PG&E","Pacific Gas & Electric Co","CA","Delivery","Investor Owned",7.4619931890288399E-2,4.0885625496895998E-2,0.10138724354121501]
[95615,14328,"PG&E","Pacific Gas & Electric Co","CA","Delivery","Investor Owned",7.4619931890288399E-2,4.0885625496895998E-2,0.10138724354121501]
[93614,14328,"PG&E","Pacific Gas & Electric Co","CA","Delivery","Investor Owned",7.4619931890288399E-2,4.0885625496895998E-2,0.10138724354121501]
[93615,14328,"PG&E","Pacific Gas & Electric Co","CA","Delivery","Investor Owned",7.4619931890288399E-2,4.0885625496895998E-2,0.10138724354121501]
[93616,14328,"PG&E","Pacific Gas & Electric Co","CA","Delivery","Investor Owned",7.4619931890288399E-2,4.0885625496895998E-2,0.10138724354121501]
[93610,14328,"PG&E","Pacific Gas & Electric Co","CA","Delivery","Investor Owned",7.4619931890288399E-2,4.0885625496895998E-2,0.10138724354121501]
[93611,14328,"PG&E","Pacific Gas & Electric Co","CA","Delivery","Investor Owned",7.4619931890288399E-2,4.0885625496895998E-2,0.10138724354121501]
[93612,14328,"PG&E","Pacific Gas & Electric Co","CA","Delivery","Investor Owned",7.4619931890288399E-2,4.0885625496895998E-2,0.10138724354121501]
[93613,14328,"PG&E","Pacific Gas & Electric Co","CA","Delivery","Investor Owned",7.4619931890288399E-2,4.0885625496895998E-2,0.10138724354121501]
[93618,14328,"PG&E","Pacific Gas & Electric Co","CA","Delivery","Investor Owned",7.4619931890288399E-2,4.0885625496895998E-2,0.10138724354121501]
[93619,14328,"PG&E","Pacific Gas & Electric Co","CA","Delivery","Investor Owned",7.4619931890288399E-2,4.0885625496895998E-2,0.10138724354121501]
[93424,14328,"PG&E","Pacific Gas & Electric Co","CA","Delivery","Investor Owned",7.4619931890288399E-2,4.0885625496895998E-2,0.10138724354121501]
[93423,14328,"PG&E","Pacific Gas & Electric Co","CA","Delivery","Investor Owned",7.4619931890288399E-2,4.0885625496895998E-2,0.10138724354121501]
[93421,14328,"PG&E","Pacific Gas & Electric Co","CA","Delivery","Investor Owned",7.4619931890288399E-2,4.0885625496895998E-2,0.10138724354121501]
[94044,14328,"PG&E","Pacific Gas & Electric Co","CA","Delivery","Investor Owned",7.4619931890288399E-2,4.0885625496895998E-2,0.10138724354121501]
[94040,14328,"PG&E","Pacific Gas & Electric Co","CA","Delivery","Investor Owned",7.4619931890288399E-2,4.0885625496895998E-2,0.10138724354121501]
[94041,14328,"PG&E","Pacific Gas & Electric Co","CA","Delivery","Investor Owned",7.4619931890288399E-2,4.0885625496895998E-2,0.10138724354121501]
[94042,14328,"PG&E","Pacific Gas & Electric Co","CA","Delivery","Investor Owned",7.4619931890288399E-2,4.0885625496895998E-2,0.10138724354121501]
[94923,14328,"PG&E","Pacific Gas & Electric Co","CA","Delivery","Investor Owned",7.4619931890288399E-2,4.0885625496895998E-2,0.10138724354121501]
[93791,14328,"PG&E","Pacific Gas & Electric Co","CA","Delivery","Investor Owned",7.4619931890288399E-2,4.0885625496895998E-2,0.10138724354121501]
[93790,14328,"PG&E","Pacific Gas & Electric Co","CA","Delivery","Investor Owned",7.4619931890288399E-2,4.0885625496895998E-2,0.10138724354121501]
[93793,14328,"PG&E","Pacific Gas & Electric Co","CA","Delivery","Investor Owned",7.4619931890288399E-2,4.0885625496895998E-2,0.10138724354121501]
[93792,14328,"PG&E","Pacific Gas & Electric Co","CA","Delivery","Investor Owned",7.4619931890288399E-2,4.0885625496895998E-2,0.10138724354121501]
[93794,14328,"PG&E","Pacific Gas & Electric Co","CA","Delivery","Investor Owned",7.4619931890288399E-2,4.0885625496895998E-2,0.10138724354121501]
[93420,14328,"PG&E","Pacific Gas & Electric Co","CA","Delivery","Investor Owned",7.4619931890288399E-2,4.0885625496895998E-2,0.10138724354121501]
[93429,14328,"PG&E","Pacific Gas & Electric Co","CA","Delivery","Investor Owned",7.4619931890288399E-2,4.0885625496895998E-2,0.10138724354121501]
[93428,14328,"PG&E","Pacific Gas & Electric Co","CA","Delivery","Investor Owned",7.4619931890288399E-2,4.0885625496895998E-2,0.10138724354121501]
[95683,14328,"PG&E","Pacific Gas & Electric Co","CA","Delivery","Investor Owned",7.4619931890288399E-2,4.0885625496895998E-2,0.10138724354121501]
[95682,14328,"PG&E","Pacific Gas & Electric Co","CA","Delivery","Investor Owned",7.4619931890288399E-2,4.0885625496895998E-2,0.10138724354121501]
[95304,14328,"PG&E","Pacific Gas & Electric Co","CA","Delivery","Investor Owned",7.4619931890288399E-2,4.0885625496895998E-2,0.10138724354121501]
[95305,14328,"PG&E","Pacific Gas & Electric Co","CA","Delivery","Investor Owned",7.4619931890288399E-2,4.0885625496895998E-2,0.10138724354121501]
[95306,14328,"PG&E","Pacific Gas & Electric Co","CA","Delivery","Investor Owned",7.4619931890288399E-2,4.0885625496895998E-2,0.10138724354121501]
[95301,14328,"PG&E","Pacific Gas & Electric Co","CA","Delivery","Investor Owned",7.4619931890288399E-2,4.0885625496895998E-2,0.10138724354121501]
[95303,14328,"PG&E","Pacific Gas & Electric Co","CA","Delivery","Investor Owned",7.4619931890288399E-2,4.0885625496895998E-2,0.10138724354121501]
[95309,14328,"PG&E","Pacific Gas & Electric Co","CA","Delivery","Investor Owned",7.4619931890288399E-2,4.0885625496895998E-2,0.10138724354121501]
[93222,14328,"PG&E","Pacific Gas & Electric Co","CA","Delivery","Investor Owned",7.4619931890288399E-2,4.0885625496895998E-2,0.10138724354121501]
[93225,14328,"PG&E","Pacific Gas & Electric Co","CA","Delivery","Investor Owned",7.4619931890288399E-2,4.0885625496895998E-2,0.10138724354121501]
[93224,14328,"PG&E","Pacific Gas & Electric Co","CA","Delivery","Investor Owned",7.4619931890288399E-2,4.0885625496895998E-2,0.10138724354121501]
[93912,14328,"PG&E","Pacific Gas & Electric Co","CA","Delivery","Investor Owned",7.4619931890288399E-2,4.0885625496895998E-2,0.10138724354121501]
[93915,14328,"PG&E","Pacific Gas & Electric Co","CA","Delivery","Investor Owned",7.4619931890288399E-2,4.0885625496895998E-2,0.10138724354121501]
[95564,14328,"PG&E","Pacific Gas & Electric Co","CA","Delivery","Investor Owned",7.4619931890288399E-2,4.0885625496895998E-2,0.10138724354121501]
[95560,14328,"PG&E","Pacific Gas & Electric Co","CA","Delivery","Investor Owned",7.4619931890288399E-2,4.0885625496895998E-2,0.10138724354121501]
[95568,14328,"PG&E","Pacific Gas & Electric Co","CA","Delivery","Investor Owned",7.4619931890288399E-2,4.0885625496895998E-2,0.10138724354121501]
[95569,14328,"PG&E","Pacific Gas & Electric Co","CA","Delivery","Investor Owned",7.4619931890288399E-2,4.0885625496895998E-2,0.10138724354121501]
[95692,14328,"PG&E","Pacific Gas & Electric Co","CA","Delivery","Investor Owned",7.4619931890288399E-2,4.0885625496895998E-2,0.10138724354121501]
[95690,14328,"PG&E","Pacific Gas & Electric Co","CA","Delivery","Investor Owned",7.4619931890288399E-2,4.0885625496895998E-2,0.10138724354121501]
[95691,14328,"PG&E","Pacific Gas & Electric Co","CA","Delivery","Investor Owned",7.4619931890288399E-2,4.0885625496895998E-2,0.10138724354121501]
[95696,14328,"PG&E","Pacific Gas & Electric Co","CA","Delivery","Investor Owned",7.4619931890288399E-2,4.0885625496895998E-2,0.10138724354121501]
[95697,14328,"PG&E","Pacific Gas & Electric Co","CA","Delivery","Investor Owned",7.4619931890288399E-2,4.0885625496895998E-2,0.10138724354121501]
[95694,14328,"PG&E","Pacific Gas & Electric Co","CA","Delivery","Investor Owned",7.4619931890288399E-2,4.0885625496895998E-2,0.10138724354121501]
[95695,14328,"PG&E","Pacific Gas & Electric Co","CA","Delivery","Investor Owned",7.4619931890288399E-2,4.0885625496895998E-2,0.10138724354121501]
[95698,14328,"PG&E","Pacific Gas & Electric Co","CA","Delivery","Investor Owned",7.4619931890288399E-2,4.0885625496895998E-2,0.10138724354121501]
[96046,14328,"PG&E","Pacific Gas & Electric Co","CA","Delivery","Investor Owned",7.4619931890288399E-2,4.0885625496895998E-2,0.10138724354121501]
[96047,14328,"PG&E","Pacific Gas & Electric Co","CA","Delivery","Investor Owned",7.4619931890288399E-2,4.0885625496895998E-2,0.10138724354121501]
[96040,14328,"PG&E","Pacific Gas & Electric Co","CA","Delivery","Investor Owned",7.4619931890288399E-2,4.0885625496895998E-2,0.10138724354121501]
[94976,14328,"PG&E","Pacific Gas & Electric Co","CA","Delivery","Investor Owned",7.4619931890288399E-2,4.0885625496895998E-2,0.10138724354121501]
[93636,14328,"PG&E","Pacific Gas & Electric Co","CA","Delivery","Investor Owned",7.4619931890288399E-2,4.0885625496895998E-2,0.10138724354121501]
[93634,14328,"PG&E","Pacific Gas & Electric Co","CA","Delivery","Investor Owned",7.4619931890288399E-2,4.0885625496895998E-2,0.10138724354121501]
[93631,14328,"PG&E","Pacific Gas & Electric Co","CA","Delivery","Investor Owned",7.4619931890288399E-2,4.0885625496895998E-2,0.10138724354121501]
[95717,14328,"PG&E","Pacific Gas & Electric Co","CA","Delivery","Investor Owned",7.4619931890288399E-2,4.0885625496895998E-2,0.10138724354121501]
[95715,14328,"PG&E","Pacific Gas & Electric Co","CA","Delivery","Investor Owned",7.4619931890288399E-2,4.0885625496895998E-2,0.10138724354121501]
[95714,14328,"PG&E","Pacific Gas & Electric Co","CA","Delivery","Investor Owned",7.4619931890288399E-2,4.0885625496895998E-2,0.10138724354121501]
[95713,14328,"PG&E","Pacific Gas & Electric Co","CA","Delivery","Investor Owned",7.4619931890288399E-2,4.0885625496895998E-2,0.10138724354121501]
[95712,14328,"PG&E","Pacific Gas & Electric Co","CA","Delivery","Investor Owned",7.4619931890288399E-2,4.0885625496895998E-2,0.10138724354121501]
[93711,14328,"PG&E","Pacific Gas & Electric Co","CA","Delivery","Investor Owned",7.4619931890288399E-2,4.0885625496895998E-2,0.10138724354121501]
[93710,14328,"PG&E","Pacific Gas & Electric Co","CA","Delivery","Investor Owned",7.4619931890288399E-2,4.0885625496895998E-2,0.10138724354121501]
[93712,14328,"PG&E","Pacific Gas & Electric Co","CA","Delivery","Investor Owned",7.4619931890288399E-2,4.0885625496895998E-2,0.10138724354121501]
[93715,14328,"PG&E","Pacific Gas & Electric Co","CA","Delivery","Investor Owned",7.4619931890288399E-2,4.0885625496895998E-2,0.10138724354121501]
[93714,14328,"PG&E","Pacific Gas & Electric Co","CA","Delivery","Investor Owned",7.4619931890288399E-2,4.0885625496895998E-2,0.10138724354121501]
[93717,14328,"PG&E","Pacific Gas & Electric Co","CA","Delivery","Investor Owned",7.4619931890288399E-2,4.0885625496895998E-2,0.10138724354121501]
[93716,14328,"PG&E","Pacific Gas & Electric Co","CA","Delivery","Investor Owned",7.4619931890288399E-2,4.0885625496895998E-2,0.10138724354121501]
[93718,14328,"PG&E","Pacific Gas & Electric Co","CA","Delivery","Investor Owned",7.4619931890288399E-2,4.0885625496895998E-2,0.10138724354121501]
[95464,14328,"PG&E","Pacific Gas & Electric Co","CA","Delivery","Investor Owned",7.4619931890288399E-2,4.0885625496895998E-2,0.10138724354121501]
[95469,14328,"PG&E","Pacific Gas & Electric Co","CA","Delivery","Investor Owned",7.4619931890288399E-2,4.0885625496895998E-2,0.10138724354121501]
[95106,14328,"PG&E","Pacific Gas & Electric Co","CA","Delivery","Investor Owned",7.4619931890288399E-2,4.0885625496895998E-2,0.10138724354121501]
[95103,14328,"PG&E","Pacific Gas & Electric Co","CA","Delivery","Investor Owned",7.4619931890288399E-2,4.0885625496895998E-2,0.10138724354121501]
[95101,14328,"PG&E","Pacific Gas & Electric Co","CA","Delivery","Investor Owned",7.4619931890288399E-2,4.0885625496895998E-2,0.10138724354121501]
[95798,14328,"PG&E","Pacific Gas & Electric Co","CA","Delivery","Investor Owned",7.4619931890288399E-2,4.0885625496895998E-2,0.10138724354121501]
[94998,14328,"PG&E","Pacific Gas & Electric Co","CA","Delivery","Investor Owned",7.4619931890288399E-2,4.0885625496895998E-2,0.10138724354121501]
[94999,14328,"PG&E","Pacific Gas & Electric Co","CA","Delivery","Investor Owned",7.4619931890288399E-2,4.0885625496895998E-2,0.10138724354121501]
[95021,14328,"PG&E","Pacific Gas & Electric Co","CA","Delivery","Investor Owned",7.4619931890288399E-2,4.0885625496895998E-2,0.10138724354121501]
[95020,14328,"PG&E","Pacific Gas & Electric Co","CA","Delivery","Investor Owned",7.4619931890288399E-2,4.0885625496895998E-2,0.10138724354121501]
[95023,14328,"PG&E","Pacific Gas & Electric Co","CA","Delivery","Investor Owned",7.4619931890288399E-2,4.0885625496895998E-2,0.10138724354121501]
[95024,14328,"PG&E","Pacific Gas & Electric Co","CA","Delivery","Investor Owned",7.4619931890288399E-2,4.0885625496895998E-2,0.10138724354121501]
[95026,14328,"PG&E","Pacific Gas & Electric Co","CA","Delivery","Investor Owned",7.4619931890288399E-2,4.0885625496895998E-2,0.10138724354121501]
[94605,14328,"PG&E","Pacific Gas & Electric Co","CA","Delivery","Investor Owned",7.4619931890288399E-2,4.0885625496895998E-2,0.10138724354121501]
[94608,14328,"PG&E","Pacific Gas & Electric Co","CA","Delivery","Investor Owned",7.4619931890288399E-2,4.0885625496895998E-2,0.10138724354121501]
[94609,14328,"PG&E","Pacific Gas & Electric Co","CA","Delivery","Investor Owned",7.4619931890288399E-2,4.0885625496895998E-2,0.10138724354121501]
[96103,14328,"PG&E","Pacific Gas & Electric Co","CA","Delivery","Investor Owned",7.4619931890288399E-2,4.0885625496895998E-2,0.10138724354121501]
[95532,14354,"PacifiCorp","PacifiCorp","CA","Bundled","Investor Owned",0.15203482375525701,0.14002712441330101,0.13488891105758899]
[95555,14354,"PacifiCorp","PacifiCorp","CA","Bundled","Investor Owned",0.15203482375525701,0.14002712441330101,0.13488891105758899]
[95556,14354,"PacifiCorp","PacifiCorp","CA","Bundled","Investor Owned",0.15203482375525701,0.14002712441330101,0.13488891105758899]
[96011,14354,"PacifiCorp","PacifiCorp","CA","Bundled","Investor Owned",0.15203482375525701,0.14002712441330101,0.13488891105758899]
[96010,14354,"PacifiCorp","PacifiCorp","CA","Bundled","Investor Owned",0.15203482375525701,0.14002712441330101,0.13488891105758899]
[96033,14354,"PacifiCorp","PacifiCorp","CA","Bundled","Investor Owned",0.15203482375525701,0.14002712441330101,0.13488891105758899]
[96032,14354,"PacifiCorp","PacifiCorp","CA","Bundled","Investor Owned",0.15203482375525701,0.14002712441330101,0.13488891105758899]
[96031,14354,"PacifiCorp","PacifiCorp","CA","Bundled","Investor Owned",0.15203482375525701,0.14002712441330101,0.13488891105758899]
[96039,14354,"PacifiCorp","PacifiCorp","CA","Bundled","Investor Owned",0.15203482375525701,0.14002712441330101,0.13488891105758899]
[96038,14354,"PacifiCorp","PacifiCorp","CA","Bundled","Investor Owned",0.15203482375525701,0.14002712441330101,0.13488891105758899]
[96101,14354,"PacifiCorp","PacifiCorp","CA","Bundled","Investor Owned",0.15203482375525701,0.14002712441330101,0.13488891105758899]
[96108,14354,"PacifiCorp","PacifiCorp","CA","Bundled","Investor Owned",0.15203482375525701,0.14002712441330101,0.13488891105758899]
[96064,14354,"PacifiCorp","PacifiCorp","CA","Bundled","Investor Owned",0.15203482375525701,0.14002712441330101,0.13488891105758899]
[96065,14354,"PacifiCorp","PacifiCorp","CA","Bundled","Investor Owned",0.15203482375525701,0.14002712441330101,0.13488891105758899]
[96067,14354,"PacifiCorp","PacifiCorp","CA","Bundled","Investor Owned",0.15203482375525701,0.14002712441330101,0.13488891105758899]
[96013,14354,"PacifiCorp","PacifiCorp","CA","Bundled","Investor Owned",0.15203482375525701,0.14002712441330101,0.13488891105758899]
[96054,14354,"PacifiCorp","PacifiCorp","CA","Bundled","Investor Owned",0.15203482375525701,0.14002712441330101,0.13488891105758899]
[96057,14354,"PacifiCorp","PacifiCorp","CA","Bundled","Investor Owned",0.15203482375525701,0.14002712441330101,0.13488891105758899]
[96056,14354,"PacifiCorp","PacifiCorp","CA","Bundled","Investor Owned",0.15203482375525701,0.14002712441330101,0.13488891105758899]
[96051,14354,"PacifiCorp","PacifiCorp","CA","Bundled","Investor Owned",0.15203482375525701,0.14002712441330101,0.13488891105758899]
[96050,14354,"PacifiCorp","PacifiCorp","CA","Bundled","Investor Owned",0.15203482375525701,0.14002712441330101,0.13488891105758899]
[96052,14354,"PacifiCorp","PacifiCorp","CA","Bundled","Investor Owned",0.15203482375525701,0.14002712441330101,0.13488891105758899]
[96058,14354,"PacifiCorp","PacifiCorp","CA","Bundled","Investor Owned",0.15203482375525701,0.14002712441330101,0.13488891105758899]
[95525,14354,"PacifiCorp","PacifiCorp","CA","Bundled","Investor Owned",0.15203482375525701,0.14002712441330101,0.13488891105758899]
[96086,14354,"PacifiCorp","PacifiCorp","CA","Bundled","Investor Owned",0.15203482375525701,0.14002712441330101,0.13488891105758899]
[96085,14354,"PacifiCorp","PacifiCorp","CA","Bundled","Investor Owned",0.15203482375525701,0.14002712441330101,0.13488891105758899]
[96134,14354,"PacifiCorp","PacifiCorp","CA","Bundled","Investor Owned",0.15203482375525701,0.14002712441330101,0.13488891105758899]
[97635,14354,"PacifiCorp","PacifiCorp","CA","Bundled","Investor Owned",0.15203482375525701,0.14002712441330101,0.13488891105758899]
[96037,14354,"PacifiCorp","PacifiCorp","CA","Bundled","Investor Owned",0.15203482375525701,0.14002712441330101,0.13488891105758899]
[96034,14354,"PacifiCorp","PacifiCorp","CA","Bundled","Investor Owned",0.15203482375525701,0.14002712441330101,0.13488891105758899]
[95548,14354,"PacifiCorp","PacifiCorp","CA","Bundled","Investor Owned",0.15203482375525701,0.14002712441330101,0.13488891105758899]
[95543,14354,"PacifiCorp","PacifiCorp","CA","Bundled","Investor Owned",0.15203482375525701,0.14002712441330101,0.13488891105758899]
[95567,14354,"PacifiCorp","PacifiCorp","CA","Bundled","Investor Owned",0.15203482375525701,0.14002712441330101,0.13488891105758899]
[96023,14354,"PacifiCorp","PacifiCorp","CA","Bundled","Investor Owned",0.15203482375525701,0.14002712441330101,0.13488891105758899]
[96025,14354,"PacifiCorp","PacifiCorp","CA","Bundled","Investor Owned",0.15203482375525701,0.14002712441330101,0.13488891105758899]
[96027,14354,"PacifiCorp","PacifiCorp","CA","Bundled","Investor Owned",0.15203482375525701,0.14002712441330101,0.13488891105758899]
[96028,14354,"PacifiCorp","PacifiCorp","CA","Bundled","Investor Owned",0.15203482375525701,0.14002712441330101,0.13488891105758899]
[96115,14354,"PacifiCorp","PacifiCorp","CA","Bundled","Investor Owned",0.15203482375525701,0.14002712441330101,0.13488891105758899]
[96112,14354,"PacifiCorp","PacifiCorp","CA","Bundled","Investor Owned",0.15203482375525701,0.14002712441330101,0.13488891105758899]
[95538,14354,"PacifiCorp","PacifiCorp","CA","Bundled","Investor Owned",0.15203482375525701,0.14002712441330101,0.13488891105758899]
[95531,14354,"PacifiCorp","PacifiCorp","CA","Bundled","Investor Owned",0.15203482375525701,0.14002712441330101,0.13488891105758899]
[96006,14354,"PacifiCorp","PacifiCorp","CA","Bundled","Investor Owned",0.15203482375525701,0.14002712441330101,0.13488891105758899]
[96015,14354,"PacifiCorp","PacifiCorp","CA","Bundled","Investor Owned",0.15203482375525701,0.14002712441330101,0.13488891105758899]
[96014,14354,"PacifiCorp","PacifiCorp","CA","Bundled","Investor Owned",0.15203482375525701,0.14002712441330101,0.13488891105758899]
[96017,14354,"PacifiCorp","PacifiCorp","CA","Bundled","Investor Owned",0.15203482375525701,0.14002712441330101,0.13488891105758899]
[96091,14354,"PacifiCorp","PacifiCorp","CA","Bundled","Investor Owned",0.15203482375525701,0.14002712441330101,0.13488891105758899]
[96094,14354,"PacifiCorp","PacifiCorp","CA","Bundled","Investor Owned",0.15203482375525701,0.14002712441330101,0.13488891105758899]
[96097,14354,"PacifiCorp","PacifiCorp","CA","Bundled","Investor Owned",0.15203482375525701,0.14002712441330101,0.13488891105758899]
[95568,14354,"PacifiCorp","PacifiCorp","CA","Bundled","Investor Owned",0.15203482375525701,0.14002712441330101,0.13488891105758899]
[96044,14354,"PacifiCorp","PacifiCorp","CA","Bundled","Investor Owned",0.15203482375525701,0.14002712441330101,0.13488891105758899]
[96048,14354,"PacifiCorp","PacifiCorp","CA","Bundled","Investor Owned",0.15203482375525701,0.14002712441330101,0.13488891105758899]
[96049,14354,"PacifiCorp","PacifiCorp","CA","Bundled","Investor Owned",0.15203482375525701,0.14002712441330101,0.13488891105758899]
[96104,14354,"PacifiCorp","PacifiCorp","CA","Bundled","Investor Owned",0.15203482375525701,0.14002712441330101,0.13488891105758899]
[91980,16609,"SDG&E","San Diego Gas & Electric Co","CA","Bundled","Investor Owned",0.22051597074820201,0.175985162587533,0.20806568638526499]
[91987,16609,"SDG&E","San Diego Gas & Electric Co","CA","Bundled","Investor Owned",0.22051597074820201,0.175985162587533,0.20806568638526499]
[92186,16609,"SDG&E","San Diego Gas & Electric Co","CA","Bundled","Investor Owned",0.22051597074820201,0.175985162587533,0.20806568638526499]
[92182,16609,"SDG&E","San Diego Gas & Electric Co","CA","Bundled","Investor Owned",0.22051597074820201,0.175985162587533,0.20806568638526499]
[92109,16609,"SDG&E","San Diego Gas & Electric Co","CA","Bundled","Investor Owned",0.22051597074820201,0.175985162587533,0.20806568638526499]
[92108,16609,"SDG&E","San Diego Gas & Electric Co","CA","Bundled","Investor Owned",0.22051597074820201,0.175985162587533,0.20806568638526499]
[92106,16609,"SDG&E","San Diego Gas & Electric Co","CA","Bundled","Investor Owned",0.22051597074820201,0.175985162587533,0.20806568638526499]
[92104,16609,"SDG&E","San Diego Gas & Electric Co","CA","Bundled","Investor Owned",0.22051597074820201,0.175985162587533,0.20806568638526499]
[92103,16609,"SDG&E","San Diego Gas & Electric Co","CA","Bundled","Investor Owned",0.22051597074820201,0.175985162587533,0.20806568638526499]
[92102,16609,"SDG&E","San Diego Gas & Electric Co","CA","Bundled","Investor Owned",0.22051597074820201,0.175985162587533,0.20806568638526499]
[92169,16609,"SDG&E","San Diego Gas & Electric Co","CA","Bundled","Investor Owned",0.22051597074820201,0.175985162587533,0.20806568638526499]
[91977,16609,"SDG&E","San Diego Gas & Electric Co","CA","Bundled","Investor Owned",0.22051597074820201,0.175985162587533,0.20806568638526499]
[91976,16609,"SDG&E","San Diego Gas & Electric Co","CA","Bundled","Investor Owned",0.22051597074820201,0.175985162587533,0.20806568638526499]
[91979,16609,"SDG&E","San Diego Gas & Electric Co","CA","Bundled","Investor Owned",0.22051597074820201,0.175985162587533,0.20806568638526499]
[91978,16609,"SDG&E","San Diego Gas & Electric Co","CA","Bundled","Investor Owned",0.22051597074820201,0.175985162587533,0.20806568638526499]
[92111,16609,"SDG&E","San Diego Gas & Electric Co","CA","Bundled","Investor Owned",0.22051597074820201,0.175985162587533,0.20806568638526499]
[92117,16609,"SDG&E","San Diego Gas & Electric Co","CA","Bundled","Investor Owned",0.22051597074820201,0.175985162587533,0.20806568638526499]
[92187,16609,"SDG&E","San Diego Gas & Electric Co","CA","Bundled","Investor Owned",0.22051597074820201,0.175985162587533,0.20806568638526499]
[92059,16609,"SDG&E","San Diego Gas & Electric Co","CA","Bundled","Investor Owned",0.22051597074820201,0.175985162587533,0.20806568638526499]
[92051,16609,"SDG&E","San Diego Gas & Electric Co","CA","Bundled","Investor Owned",0.22051597074820201,0.175985162587533,0.20806568638526499]
[92055,16609,"SDG&E","San Diego Gas & Electric Co","CA","Bundled","Investor Owned",0.22051597074820201,0.175985162587533,0.20806568638526499]
[92054,16609,"SDG&E","San Diego Gas & Electric Co","CA","Bundled","Investor Owned",0.22051597074820201,0.175985162587533,0.20806568638526499]
[92154,16609,"SDG&E","San Diego Gas & Electric Co","CA","Bundled","Investor Owned",0.22051597074820201,0.175985162587533,0.20806568638526499]
[92155,16609,"SDG&E","San Diego Gas & Electric Co","CA","Bundled","Investor Owned",0.22051597074820201,0.175985162587533,0.20806568638526499]
[92150,16609,"SDG&E","San Diego Gas & Electric Co","CA","Bundled","Investor Owned",0.22051597074820201,0.175985162587533,0.20806568638526499]
[92152,16609,"SDG&E","San Diego Gas & Electric Co","CA","Bundled","Investor Owned",0.22051597074820201,0.175985162587533,0.20806568638526499]
[92149,16609,"SDG&E","San Diego Gas & Electric Co","CA","Bundled","Investor Owned",0.22051597074820201,0.175985162587533,0.20806568638526499]
[92174,16609,"SDG&E","San Diego Gas & Electric Co","CA","Bundled","Investor Owned",0.22051597074820201,0.175985162587533,0.20806568638526499]
[92175,16609,"SDG&E","San Diego Gas & Electric Co","CA","Bundled","Investor Owned",0.22051597074820201,0.175985162587533,0.20806568638526499]
[92170,16609,"SDG&E","San Diego Gas & Electric Co","CA","Bundled","Investor Owned",0.22051597074820201,0.175985162587533,0.20806568638526499]
[91951,16609,"SDG&E","San Diego Gas & Electric Co","CA","Bundled","Investor Owned",0.22051597074820201,0.175985162587533,0.20806568638526499]
[92007,16609,"SDG&E","San Diego Gas & Electric Co","CA","Bundled","Investor Owned",0.22051597074820201,0.175985162587533,0.20806568638526499]
[92004,16609,"SDG&E","San Diego Gas & Electric Co","CA","Bundled","Investor Owned",0.22051597074820201,0.175985162587533,0.20806568638526499]
[92003,16609,"SDG&E","San Diego Gas & Electric Co","CA","Bundled","Investor Owned",0.22051597074820201,0.175985162587533,0.20806568638526499]
[92008,16609,"SDG&E","San Diego Gas & Electric Co","CA","Bundled","Investor Owned",0.22051597074820201,0.175985162587533,0.20806568638526499]
[92009,16609,"SDG&E","San Diego Gas & Electric Co","CA","Bundled","Investor Owned",0.22051597074820201,0.175985162587533,0.20806568638526499]
[92693,16609,"SDG&E","San Diego Gas & Electric Co","CA","Bundled","Investor Owned",0.22051597074820201,0.175985162587533,0.20806568638526499]
[92692,16609,"SDG&E","San Diego Gas & Electric Co","CA","Bundled","Investor Owned",0.22051597074820201,0.175985162587533,0.20806568638526499]
[92691,16609,"SDG&E","San Diego Gas & Electric Co","CA","Bundled","Investor Owned",0.22051597074820201,0.175985162587533,0.20806568638526499]
[92690,16609,"SDG&E","San Diego Gas & Electric Co","CA","Bundled","Investor Owned",0.22051597074820201,0.175985162587533,0.20806568638526499]
[91921,16609,"SDG&E","San Diego Gas & Electric Co","CA","Bundled","Investor Owned",0.22051597074820201,0.175985162587533,0.20806568638526499]
[92086,16609,"SDG&E","San Diego Gas & Electric Co","CA","Bundled","Investor Owned",0.22051597074820201,0.175985162587533,0.20806568638526499]
[92084,16609,"SDG&E","San Diego Gas & Electric Co","CA","Bundled","Investor Owned",0.22051597074820201,0.175985162587533,0.20806568638526499]
[92085,16609,"SDG&E","San Diego Gas & Electric Co","CA","Bundled","Investor Owned",0.22051597074820201,0.175985162587533,0.20806568638526499]
[92082,16609,"SDG&E","San Diego Gas & Electric Co","CA","Bundled","Investor Owned",0.22051597074820201,0.175985162587533,0.20806568638526499]
[92083,16609,"SDG&E","San Diego Gas & Electric Co","CA","Bundled","Investor Owned",0.22051597074820201,0.175985162587533,0.20806568638526499]
[92081,16609,"SDG&E","San Diego Gas & Electric Co","CA","Bundled","Investor Owned",0.22051597074820201,0.175985162587533,0.20806568638526499]
[92161,16609,"SDG&E","San Diego Gas & Electric Co","CA","Bundled","Investor Owned",0.22051597074820201,0.175985162587533,0.20806568638526499]
[92163,16609,"SDG&E","San Diego Gas & Electric Co","CA","Bundled","Investor Owned",0.22051597074820201,0.175985162587533,0.20806568638526499]
[92107,16609,"SDG&E","San Diego Gas & Electric Co","CA","Bundled","Investor Owned",0.22051597074820201,0.175985162587533,0.20806568638526499]
[92105,16609,"SDG&E","San Diego Gas & Electric Co","CA","Bundled","Investor Owned",0.22051597074820201,0.175985162587533,0.20806568638526499]
[92101,16609,"SDG&E","San Diego Gas & Electric Co","CA","Bundled","Investor Owned",0.22051597074820201,0.175985162587533,0.20806568638526499]
[92140,16609,"SDG&E","San Diego Gas & Electric Co","CA","Bundled","Investor Owned",0.22051597074820201,0.175985162587533,0.20806568638526499]
[91945,16609,"SDG&E","San Diego Gas & Electric Co","CA","Bundled","Investor Owned",0.22051597074820201,0.175985162587533,0.20806568638526499]
[91943,16609,"SDG&E","San Diego Gas & Electric Co","CA","Bundled","Investor Owned",0.22051597074820201,0.175985162587533,0.20806568638526499]
[91941,16609,"SDG&E","San Diego Gas & Electric Co","CA","Bundled","Investor Owned",0.22051597074820201,0.175985162587533,0.20806568638526499]
[91911,16609,"SDG&E","San Diego Gas & Electric Co","CA","Bundled","Investor Owned",0.22051597074820201,0.175985162587533,0.20806568638526499]
[91910,16609,"SDG&E","San Diego Gas & Electric Co","CA","Bundled","Investor Owned",0.22051597074820201,0.175985162587533,0.20806568638526499]
[91913,16609,"SDG&E","San Diego Gas & Electric Co","CA","Bundled","Investor Owned",0.22051597074820201,0.175985162587533,0.20806568638526499]
[91912,16609,"SDG&E","San Diego Gas & Electric Co","CA","Bundled","Investor Owned",0.22051597074820201,0.175985162587533,0.20806568638526499]
[91915,16609,"SDG&E","San Diego Gas & Electric Co","CA","Bundled","Investor Owned",0.22051597074820201,0.175985162587533,0.20806568638526499]
[91914,16609,"SDG&E","San Diego Gas & Electric Co","CA","Bundled","Investor Owned",0.22051597074820201,0.175985162587533,0.20806568638526499]
[91917,16609,"SDG&E","San Diego Gas & Electric Co","CA","Bundled","Investor Owned",0.22051597074820201,0.175985162587533,0.20806568638526499]
[91916,16609,"SDG&E","San Diego Gas & Electric Co","CA","Bundled","Investor Owned",0.22051597074820201,0.175985162587533,0.20806568638526499]
[92075,16609,"SDG&E","San Diego Gas & Electric Co","CA","Bundled","Investor Owned",0.22051597074820201,0.175985162587533,0.20806568638526499]
[92074,16609,"SDG&E","San Diego Gas & Electric Co","CA","Bundled","Investor Owned",0.22051597074820201,0.175985162587533,0.20806568638526499]
[92072,16609,"SDG&E","San Diego Gas & Electric Co","CA","Bundled","Investor Owned",0.22051597074820201,0.175985162587533,0.20806568638526499]
[92071,16609,"SDG&E","San Diego Gas & Electric Co","CA","Bundled","Investor Owned",0.22051597074820201,0.175985162587533,0.20806568638526499]
[92070,16609,"SDG&E","San Diego Gas & Electric Co","CA","Bundled","Investor Owned",0.22051597074820201,0.175985162587533,0.20806568638526499]
[92079,16609,"SDG&E","San Diego Gas & Electric Co","CA","Bundled","Investor Owned",0.22051597074820201,0.175985162587533,0.20806568638526499]
[92078,16609,"SDG&E","San Diego Gas & Electric Co","CA","Bundled","Investor Owned",0.22051597074820201,0.175985162587533,0.20806568638526499]
[92274,16609,"SDG&E","San Diego Gas & Electric Co","CA","Bundled","Investor Owned",0.22051597074820201,0.175985162587533,0.20806568638526499]
[92562,16609,"SDG&E","San Diego Gas & Electric Co","CA","Bundled","Investor Owned",0.22051597074820201,0.175985162587533,0.20806568638526499]
[92132,16609,"SDG&E","San Diego Gas & Electric Co","CA","Bundled","Investor Owned",0.22051597074820201,0.175985162587533,0.20806568638526499]
[92130,16609,"SDG&E","San Diego Gas & Electric Co","CA","Bundled","Investor Owned",0.22051597074820201,0.175985162587533,0.20806568638526499]
[92131,16609,"SDG&E","San Diego Gas & Electric Co","CA","Bundled","Investor Owned",0.22051597074820201,0.175985162587533,0.20806568638526499]
[92136,16609,"SDG&E","San Diego Gas & Electric Co","CA","Bundled","Investor Owned",0.22051597074820201,0.175985162587533,0.20806568638526499]
[92137,16609,"SDG&E","San Diego Gas & Electric Co","CA","Bundled","Investor Owned",0.22051597074820201,0.175985162587533,0.20806568638526499]
[92134,16609,"SDG&E","San Diego Gas & Electric Co","CA","Bundled","Investor Owned",0.22051597074820201,0.175985162587533,0.20806568638526499]
[92135,16609,"SDG&E","San Diego Gas & Electric Co","CA","Bundled","Investor Owned",0.22051597074820201,0.175985162587533,0.20806568638526499]
[92138,16609,"SDG&E","San Diego Gas & Electric Co","CA","Bundled","Investor Owned",0.22051597074820201,0.175985162587533,0.20806568638526499]
[92139,16609,"SDG&E","San Diego Gas & Electric Co","CA","Bundled","Investor Owned",0.22051597074820201,0.175985162587533,0.20806568638526499]
[92674,16609,"SDG&E","San Diego Gas & Electric Co","CA","Bundled","Investor Owned",0.22051597074820201,0.175985162587533,0.20806568638526499]
[92677,16609,"SDG&E","San Diego Gas & Electric Co","CA","Bundled","Investor Owned",0.22051597074820201,0.175985162587533,0.20806568638526499]
[92672,16609,"SDG&E","San Diego Gas & Electric Co","CA","Bundled","Investor Owned",0.22051597074820201,0.175985162587533,0.20806568638526499]
[92178,16609,"SDG&E","San Diego Gas & Electric Co","CA","Bundled","Investor Owned",0.22051597074820201,0.175985162587533,0.20806568638526499]
[92172,16609,"SDG&E","San Diego Gas & Electric Co","CA","Bundled","Investor Owned",0.22051597074820201,0.175985162587533,0.20806568638526499]
[92171,16609,"SDG&E","San Diego Gas & Electric Co","CA","Bundled","Investor Owned",0.22051597074820201,0.175985162587533,0.20806568638526499]
[92694,16609,"SDG&E","San Diego Gas & Electric Co","CA","Bundled","Investor Owned",0.22051597074820201,0.175985162587533,0.20806568638526499]
[92159,16609,"SDG&E","San Diego Gas & Electric Co","CA","Bundled","Investor Owned",0.22051597074820201,0.175985162587533,0.20806568638526499]
[91942,16609,"SDG&E","San Diego Gas & Electric Co","CA","Bundled","Investor Owned",0.22051597074820201,0.175985162587533,0.20806568638526499]
[91948,16609,"SDG&E","San Diego Gas & Electric Co","CA","Bundled","Investor Owned",0.22051597074820201,0.175985162587533,0.20806568638526499]
[92029,16609,"SDG&E","San Diego Gas & Electric Co","CA","Bundled","Investor Owned",0.22051597074820201,0.175985162587533,0.20806568638526499]
[92024,16609,"SDG&E","San Diego Gas & Electric Co","CA","Bundled","Investor Owned",0.22051597074820201,0.175985162587533,0.20806568638526499]
[92025,16609,"SDG&E","San Diego Gas & Electric Co","CA","Bundled","Investor Owned",0.22051597074820201,0.175985162587533,0.20806568638526499]
[92026,16609,"SDG&E","San Diego Gas & Electric Co","CA","Bundled","Investor Owned",0.22051597074820201,0.175985162587533,0.20806568638526499]
[92027,16609,"SDG&E","San Diego Gas & Electric Co","CA","Bundled","Investor Owned",0.22051597074820201,0.175985162587533,0.20806568638526499]
[92020,16609,"SDG&E","San Diego Gas & Electric Co","CA","Bundled","Investor Owned",0.22051597074820201,0.175985162587533,0.20806568638526499]
[92021,16609,"SDG&E","San Diego Gas & Electric Co","CA","Bundled","Investor Owned",0.22051597074820201,0.175985162587533,0.20806568638526499]
[92022,16609,"SDG&E","San Diego Gas & Electric Co","CA","Bundled","Investor Owned",0.22051597074820201,0.175985162587533,0.20806568638526499]
[92023,16609,"SDG&E","San Diego Gas & Electric Co","CA","Bundled","Investor Owned",0.22051597074820201,0.175985162587533,0.20806568638526499]
[92539,16609,"SDG&E","San Diego Gas & Electric Co","CA","Bundled","Investor Owned",0.22051597074820201,0.175985162587533,0.20806568638526499]
[92536,16609,"SDG&E","San Diego Gas & Electric Co","CA","Bundled","Investor Owned",0.22051597074820201,0.175985162587533,0.20806568638526499]
[92530,16609,"SDG&E","San Diego Gas & Electric Co","CA","Bundled","Investor Owned",0.22051597074820201,0.175985162587533,0.20806568638526499]
[92088,16609,"SDG&E","San Diego Gas & Electric Co","CA","Bundled","Investor Owned",0.22051597074820201,0.175985162587533,0.20806568638526499]
[92143,16609,"SDG&E","San Diego Gas & Electric Co","CA","Bundled","Investor Owned",0.22051597074820201,0.175985162587533,0.20806568638526499]
[92142,16609,"SDG&E","San Diego Gas & Electric Co","CA","Bundled","Investor Owned",0.22051597074820201,0.175985162587533,0.20806568638526499]
[92147,16609,"SDG&E","San Diego Gas & Electric Co","CA","Bundled","Investor Owned",0.22051597074820201,0.175985162587533,0.20806568638526499]
[92145,16609,"SDG&E","San Diego Gas & Electric Co","CA","Bundled","Investor Owned",0.22051597074820201,0.175985162587533,0.20806568638526499]
[92177,16609,"SDG&E","San Diego Gas & Electric Co","CA","Bundled","Investor Owned",0.22051597074820201,0.175985162587533,0.20806568638526499]
[92052,16609,"SDG&E","San Diego Gas & Electric Co","CA","Bundled","Investor Owned",0.22051597074820201,0.175985162587533,0.20806568638526499]
[92673,16609,"SDG&E","San Diego Gas & Electric Co","CA","Bundled","Investor Owned",0.22051597074820201,0.175985162587533,0.20806568638526499]
[92679,16609,"SDG&E","San Diego Gas & Electric Co","CA","Bundled","Investor Owned",0.22051597074820201,0.175985162587533,0.20806568638526499]
[92629,16609,"SDG&E","San Diego Gas & Electric Co","CA","Bundled","Investor Owned",0.22051597074820201,0.175985162587533,0.20806568638526499]
[92624,16609,"SDG&E","San Diego Gas & Electric Co","CA","Bundled","Investor Owned",0.22051597074820201,0.175985162587533,0.20806568638526499]
[92014,16609,"SDG&E","San Diego Gas & Electric Co","CA","Bundled","Investor Owned",0.22051597074820201,0.175985162587533,0.20806568638526499]
[92011,16609,"SDG&E","San Diego Gas & Electric Co","CA","Bundled","Investor Owned",0.22051597074820201,0.175985162587533,0.20806568638526499]
[92010,16609,"SDG&E","San Diego Gas & Electric Co","CA","Bundled","Investor Owned",0.22051597074820201,0.175985162587533,0.20806568638526499]
[92013,16609,"SDG&E","San Diego Gas & Electric Co","CA","Bundled","Investor Owned",0.22051597074820201,0.175985162587533,0.20806568638526499]
[92019,16609,"SDG&E","San Diego Gas & Electric Co","CA","Bundled","Investor Owned",0.22051597074820201,0.175985162587533,0.20806568638526499]
[92018,16609,"SDG&E","San Diego Gas & Electric Co","CA","Bundled","Investor Owned",0.22051597074820201,0.175985162587533,0.20806568638526499]
[91935,16609,"SDG&E","San Diego Gas & Electric Co","CA","Bundled","Investor Owned",0.22051597074820201,0.175985162587533,0.20806568638526499]
[91934,16609,"SDG&E","San Diego Gas & Electric Co","CA","Bundled","Investor Owned",0.22051597074820201,0.175985162587533,0.20806568638526499]
[91933,16609,"SDG&E","San Diego Gas & Electric Co","CA","Bundled","Investor Owned",0.22051597074820201,0.175985162587533,0.20806568638526499]
[91932,16609,"SDG&E","San Diego Gas & Electric Co","CA","Bundled","Investor Owned",0.22051597074820201,0.175985162587533,0.20806568638526499]
[91931,16609,"SDG&E","San Diego Gas & Electric Co","CA","Bundled","Investor Owned",0.22051597074820201,0.175985162587533,0.20806568638526499]
[92096,16609,"SDG&E","San Diego Gas & Electric Co","CA","Bundled","Investor Owned",0.22051597074820201,0.175985162587533,0.20806568638526499]
[92091,16609,"SDG&E","San Diego Gas & Electric Co","CA","Bundled","Investor Owned",0.22051597074820201,0.175985162587533,0.20806568638526499]
[92093,16609,"SDG&E","San Diego Gas & Electric Co","CA","Bundled","Investor Owned",0.22051597074820201,0.175985162587533,0.20806568638526499]
[92092,16609,"SDG&E","San Diego Gas & Electric Co","CA","Bundled","Investor Owned",0.22051597074820201,0.175985162587533,0.20806568638526499]
[92259,16609,"SDG&E","San Diego Gas & Electric Co","CA","Bundled","Investor Owned",0.22051597074820201,0.175985162587533,0.20806568638526499]
[92251,16609,"SDG&E","San Diego Gas & Electric Co","CA","Bundled","Investor Owned",0.22051597074820201,0.175985162587533,0.20806568638526499]
[92058,16609,"SDG&E","San Diego Gas & Electric Co","CA","Bundled","Investor Owned",0.22051597074820201,0.175985162587533,0.20806568638526499]
[92190,16609,"SDG&E","San Diego Gas & Electric Co","CA","Bundled","Investor Owned",0.22051597074820201,0.175985162587533,0.20806568638526499]
[92191,16609,"SDG&E","San Diego Gas & Electric Co","CA","Bundled","Investor Owned",0.22051597074820201,0.175985162587533,0.20806568638526499]
[92192,16609,"SDG&E","San Diego Gas & Electric Co","CA","Bundled","Investor Owned",0.22051597074820201,0.175985162587533,0.20806568638526499]
[92193,16609,"SDG&E","San Diego Gas & Electric Co","CA","Bundled","Investor Owned",0.22051597074820201,0.175985162587533,0.20806568638526499]
[92057,16609,"SDG&E","San Diego Gas & Electric Co","CA","Bundled","Investor Owned",0.22051597074820201,0.175985162587533,0.20806568638526499]
[92196,16609,"SDG&E","San Diego Gas & Electric Co","CA","Bundled","Investor Owned",0.22051597074820201,0.175985162587533,0.20806568638526499]
[92197,16609,"SDG&E","San Diego Gas & Electric Co","CA","Bundled","Investor Owned",0.22051597074820201,0.175985162587533,0.20806568638526499]
[92198,16609,"SDG&E","San Diego Gas & Electric Co","CA","Bundled","Investor Owned",0.22051597074820201,0.175985162587533,0.20806568638526499]
[92199,16609,"SDG&E","San Diego Gas & Electric Co","CA","Bundled","Investor Owned",0.22051597074820201,0.175985162587533,0.20806568638526499]
[92056,16609,"SDG&E","San Diego Gas & Electric Co","CA","Bundled","Investor Owned",0.22051597074820201,0.175985162587533,0.20806568638526499]
[92168,16609,"SDG&E","San Diego Gas & Electric Co","CA","Bundled","Investor Owned",0.22051597074820201,0.175985162587533,0.20806568638526499]
[92165,16609,"SDG&E","San Diego Gas & Electric Co","CA","Bundled","Investor Owned",0.22051597074820201,0.175985162587533,0.20806568638526499]
[92164,16609,"SDG&E","San Diego Gas & Electric Co","CA","Bundled","Investor Owned",0.22051597074820201,0.175985162587533,0.20806568638526499]
[92167,16609,"SDG&E","San Diego Gas & Electric Co","CA","Bundled","Investor Owned",0.22051597074820201,0.175985162587533,0.20806568638526499]
[92166,16609,"SDG&E","San Diego Gas & Electric Co","CA","Bundled","Investor Owned",0.22051597074820201,0.175985162587533,0.20806568638526499]
[92049,16609,"SDG&E","San Diego Gas & Electric Co","CA","Bundled","Investor Owned",0.22051597074820201,0.175985162587533,0.20806568638526499]
[92637,16609,"SDG&E","San Diego Gas & Electric Co","CA","Bundled","Investor Owned",0.22051597074820201,0.175985162587533,0.20806568638526499]
[92118,16609,"SDG&E","San Diego Gas & Electric Co","CA","Bundled","Investor Owned",0.22051597074820201,0.175985162587533,0.20806568638526499]
[92119,16609,"SDG&E","San Diego Gas & Electric Co","CA","Bundled","Investor Owned",0.22051597074820201,0.175985162587533,0.20806568638526499]
[92110,16609,"SDG&E","San Diego Gas & Electric Co","CA","Bundled","Investor Owned",0.22051597074820201,0.175985162587533,0.20806568638526499]
[92114,16609,"SDG&E","San Diego Gas & Electric Co","CA","Bundled","Investor Owned",0.22051597074820201,0.175985162587533,0.20806568638526499]
[92115,16609,"SDG&E","San Diego Gas & Electric Co","CA","Bundled","Investor Owned",0.22051597074820201,0.175985162587533,0.20806568638526499]
[92116,16609,"SDG&E","San Diego Gas & Electric Co","CA","Bundled","Investor Owned",0.22051597074820201,0.175985162587533,0.20806568638526499]
[92653,16609,"SDG&E","San Diego Gas & Electric Co","CA","Bundled","Investor Owned",0.22051597074820201,0.175985162587533,0.20806568638526499]
[92651,16609,"SDG&E","San Diego Gas & Electric Co","CA","Bundled","Investor Owned",0.22051597074820201,0.175985162587533,0.20806568638526499]
[92656,16609,"SDG&E","San Diego Gas & Electric Co","CA","Bundled","Investor Owned",0.22051597074820201,0.175985162587533,0.20806568638526499]
[91962,16609,"SDG&E","San Diego Gas & Electric Co","CA","Bundled","Investor Owned",0.22051597074820201,0.175985162587533,0.20806568638526499]
[91963,16609,"SDG&E","San Diego Gas & Electric Co","CA","Bundled","Investor Owned",0.22051597074820201,0.175985162587533,0.20806568638526499]
[92590,16609,"SDG&E","San Diego Gas & Electric Co","CA","Bundled","Investor Owned",0.22051597074820201,0.175985162587533,0.20806568638526499]
[92592,16609,"SDG&E","San Diego Gas & Electric Co","CA","Bundled","Investor Owned",0.22051597074820201,0.175985162587533,0.20806568638526499]
[92040,16609,"SDG&E","San Diego Gas & Electric Co","CA","Bundled","Investor Owned",0.22051597074820201,0.175985162587533,0.20806568638526499]
[91946,16609,"SDG&E","San Diego Gas & Electric Co","CA","Bundled","Investor Owned",0.22051597074820201,0.175985162587533,0.20806568638526499]
[91947,16609,"SDG&E","San Diego Gas & Electric Co","CA","Bundled","Investor Owned",0.22051597074820201,0.175985162587533,0.20806568638526499]
[91944,16609,"SDG&E","San Diego Gas & Electric Co","CA","Bundled","Investor Owned",0.22051597074820201,0.175985162587533,0.20806568638526499]
[92112,16609,"SDG&E","San Diego Gas & Electric Co","CA","Bundled","Investor Owned",0.22051597074820201,0.175985162587533,0.20806568638526499]
[92121,16609,"SDG&E","San Diego Gas & Electric Co","CA","Bundled","Investor Owned",0.22051597074820201,0.175985162587533,0.20806568638526499]
[92120,16609,"SDG&E","San Diego Gas & Electric Co","CA","Bundled","Investor Owned",0.22051597074820201,0.175985162587533,0.20806568638526499]
[92123,16609,"SDG&E","San Diego Gas & Electric Co","CA","Bundled","Investor Owned",0.22051597074820201,0.175985162587533,0.20806568638526499]
[92122,16609,"SDG&E","San Diego Gas & Electric Co","CA","Bundled","Investor Owned",0.22051597074820201,0.175985162587533,0.20806568638526499]
[92124,16609,"SDG&E","San Diego Gas & Electric Co","CA","Bundled","Investor Owned",0.22051597074820201,0.175985162587533,0.20806568638526499]
[92127,16609,"SDG&E","San Diego Gas & Electric Co","CA","Bundled","Investor Owned",0.22051597074820201,0.175985162587533,0.20806568638526499]
[92126,16609,"SDG&E","San Diego Gas & Electric Co","CA","Bundled","Investor Owned",0.22051597074820201,0.175985162587533,0.20806568638526499]
[92129,16609,"SDG&E","San Diego Gas & Electric Co","CA","Bundled","Investor Owned",0.22051597074820201,0.175985162587533,0.20806568638526499]
[92128,16609,"SDG&E","San Diego Gas & Electric Co","CA","Bundled","Investor Owned",0.22051597074820201,0.175985162587533,0.20806568638526499]
[92675,16609,"SDG&E","San Diego Gas & Electric Co","CA","Bundled","Investor Owned",0.22051597074820201,0.175985162587533,0.20806568638526499]
[91950,16609,"SDG&E","San Diego Gas & Electric Co","CA","Bundled","Investor Owned",0.22051597074820201,0.175985162587533,0.20806568638526499]
[92607,16609,"SDG&E","San Diego Gas & Electric Co","CA","Bundled","Investor Owned",0.22051597074820201,0.175985162587533,0.20806568638526499]
[92037,16609,"SDG&E","San Diego Gas & Electric Co","CA","Bundled","Investor Owned",0.22051597074820201,0.175985162587533,0.20806568638526499]
[92036,16609,"SDG&E","San Diego Gas & Electric Co","CA","Bundled","Investor Owned",0.22051597074820201,0.175985162587533,0.20806568638526499]
[92039,16609,"SDG&E","San Diego Gas & Electric Co","CA","Bundled","Investor Owned",0.22051597074820201,0.175985162587533,0.20806568638526499]
[92038,16609,"SDG&E","San Diego Gas & Electric Co","CA","Bundled","Investor Owned",0.22051597074820201,0.175985162587533,0.20806568638526499]
[92688,16609,"SDG&E","San Diego Gas & Electric Co","CA","Bundled","Investor Owned",0.22051597074820201,0.175985162587533,0.20806568638526499]
[92028,16609,"SDG&E","San Diego Gas & Electric Co","CA","Bundled","Investor Owned",0.22051597074820201,0.175985162587533,0.20806568638526499]
[92195,16609,"SDG&E","San Diego Gas & Electric Co","CA","Bundled","Investor Owned",0.22051597074820201,0.175985162587533,0.20806568638526499]
[91902,16609,"SDG&E","San Diego Gas & Electric Co","CA","Bundled","Investor Owned",0.22051597074820201,0.175985162587533,0.20806568638526499]
[92179,16609,"SDG&E","San Diego Gas & Electric Co","CA","Bundled","Investor Owned",0.22051597074820201,0.175985162587533,0.20806568638526499]
[92176,16609,"SDG&E","San Diego Gas & Electric Co","CA","Bundled","Investor Owned",0.22051597074820201,0.175985162587533,0.20806568638526499]
[92173,16609,"SDG&E","San Diego Gas & Electric Co","CA","Bundled","Investor Owned",0.22051597074820201,0.175985162587533,0.20806568638526499]
[92113,16609,"SDG&E","San Diego Gas & Electric Co","CA","Bundled","Investor Owned",0.22051597074820201,0.175985162587533,0.20806568638526499]
[92160,16609,"SDG&E","San Diego Gas & Electric Co","CA","Bundled","Investor Owned",0.22051597074820201,0.175985162587533,0.20806568638526499]
[92630,16609,"SDG&E","San Diego Gas & Electric Co","CA","Bundled","Investor Owned",0.22051597074820201,0.175985162587533,0.20806568638526499]
[91908,16609,"SDG&E","San Diego Gas & Electric Co","CA","Bundled","Investor Owned",0.22051597074820201,0.175985162587533,0.20806568638526499]
[91909,16609,"SDG&E","San Diego Gas & Electric Co","CA","Bundled","Investor Owned",0.22051597074820201,0.175985162587533,0.20806568638526499]
[91903,16609,"SDG&E","San Diego Gas & Electric Co","CA","Bundled","Investor Owned",0.22051597074820201,0.175985162587533,0.20806568638526499]
[91901,16609,"SDG&E","San Diego Gas & Electric Co","CA","Bundled","Investor Owned",0.22051597074820201,0.175985162587533,0.20806568638526499]
[91906,16609,"SDG&E","San Diego Gas & Electric Co","CA","Bundled","Investor Owned",0.22051597074820201,0.175985162587533,0.20806568638526499]
[91905,16609,"SDG&E","San Diego Gas & Electric Co","CA","Bundled","Investor Owned",0.22051597074820201,0.175985162587533,0.20806568638526499]
[92153,16609,"SDG&E","San Diego Gas & Electric Co","CA","Bundled","Investor Owned",0.22051597074820201,0.175985162587533,0.20806568638526499]
[92158,16609,"SDG&E","San Diego Gas & Electric Co","CA","Bundled","Investor Owned",0.22051597074820201,0.175985162587533,0.20806568638526499]
[92060,16609,"SDG&E","San Diego Gas & Electric Co","CA","Bundled","Investor Owned",0.22051597074820201,0.175985162587533,0.20806568638526499]
[92061,16609,"SDG&E","San Diego Gas & Electric Co","CA","Bundled","Investor Owned",0.22051597074820201,0.175985162587533,0.20806568638526499]
[92064,16609,"SDG&E","San Diego Gas & Electric Co","CA","Bundled","Investor Owned",0.22051597074820201,0.175985162587533,0.20806568638526499]
[92065,16609,"SDG&E","San Diego Gas & Electric Co","CA","Bundled","Investor Owned",0.22051597074820201,0.175985162587533,0.20806568638526499]
[92066,16609,"SDG&E","San Diego Gas & Electric Co","CA","Bundled","Investor Owned",0.22051597074820201,0.175985162587533,0.20806568638526499]
[92067,16609,"SDG&E","San Diego Gas & Electric Co","CA","Bundled","Investor Owned",0.22051597074820201,0.175985162587533,0.20806568638526499]
[92068,16609,"SDG&E","San Diego Gas & Electric Co","CA","Bundled","Investor Owned",0.22051597074820201,0.175985162587533,0.20806568638526499]
[92069,16609,"SDG&E","San Diego Gas & Electric Co","CA","Bundled","Investor Owned",0.22051597074820201,0.175985162587533,0.20806568638526499]
[91980,16609,"SDG&E","San Diego Gas & Electric Co","CA","Delivery","Investor Owned",8.5050384777267798E-2,5.21659110147192E-2,6.7600546661460301E-2]
[91987,16609,"SDG&E","San Diego Gas & Electric Co","CA","Delivery","Investor Owned",8.5050384777267798E-2,5.21659110147192E-2,6.7600546661460301E-2]
[92186,16609,"SDG&E","San Diego Gas & Electric Co","CA","Delivery","Investor Owned",8.5050384777267798E-2,5.21659110147192E-2,6.7600546661460301E-2]
[92182,16609,"SDG&E","San Diego Gas & Electric Co","CA","Delivery","Investor Owned",8.5050384777267798E-2,5.21659110147192E-2,6.7600546661460301E-2]
[92109,16609,"SDG&E","San Diego Gas & Electric Co","CA","Delivery","Investor Owned",8.5050384777267798E-2,5.21659110147192E-2,6.7600546661460301E-2]
[92108,16609,"SDG&E","San Diego Gas & Electric Co","CA","Delivery","Investor Owned",8.5050384777267798E-2,5.21659110147192E-2,6.7600546661460301E-2]
[92106,16609,"SDG&E","San Diego Gas & Electric Co","CA","Delivery","Investor Owned",8.5050384777267798E-2,5.21659110147192E-2,6.7600546661460301E-2]
[92104,16609,"SDG&E","San Diego Gas & Electric Co","CA","Delivery","Investor Owned",8.5050384777267798E-2,5.21659110147192E-2,6.7600546661460301E-2]
[92103,16609,"SDG&E","San Diego Gas & Electric Co","CA","Delivery","Investor Owned",8.5050384777267798E-2,5.21659110147192E-2,6.7600546661460301E-2]
[92102,16609,"SDG&E","San Diego Gas & Electric Co","CA","Delivery","Investor Owned",8.5050384777267798E-2,5.21659110147192E-2,6.7600546661460301E-2]
[92169,16609,"SDG&E","San Diego Gas & Electric Co","CA","Delivery","Investor Owned",8.5050384777267798E-2,5.21659110147192E-2,6.7600546661460301E-2]
[91977,16609,"SDG&E","San Diego Gas & Electric Co","CA","Delivery","Investor Owned",8.5050384777267798E-2,5.21659110147192E-2,6.7600546661460301E-2]
[91976,16609,"SDG&E","San Diego Gas & Electric Co","CA","Delivery","Investor Owned",8.5050384777267798E-2,5.21659110147192E-2,6.7600546661460301E-2]
[91979,16609,"SDG&E","San Diego Gas & Electric Co","CA","Delivery","Investor Owned",8.5050384777267798E-2,5.21659110147192E-2,6.7600546661460301E-2]
[91978,16609,"SDG&E","San Diego Gas & Electric Co","CA","Delivery","Investor Owned",8.5050384777267798E-2,5.21659110147192E-2,6.7600546661460301E-2]
[92111,16609,"SDG&E","San Diego Gas & Electric Co","CA","Delivery","Investor Owned",8.5050384777267798E-2,5.21659110147192E-2,6.7600546661460301E-2]
[92117,16609,"SDG&E","San Diego Gas & Electric Co","CA","Delivery","Investor Owned",8.5050384777267798E-2,5.21659110147192E-2,6.7600546661460301E-2]
[92187,16609,"SDG&E","San Diego Gas & Electric Co","CA","Delivery","Investor Owned",8.5050384777267798E-2,5.21659110147192E-2,6.7600546661460301E-2]
[92059,16609,"SDG&E","San Diego Gas & Electric Co","CA","Delivery","Investor Owned",8.5050384777267798E-2,5.21659110147192E-2,6.7600546661460301E-2]
[92051,16609,"SDG&E","San Diego Gas & Electric Co","CA","Delivery","Investor Owned",8.5050384777267798E-2,5.21659110147192E-2,6.7600546661460301E-2]
[92055,16609,"SDG&E","San Diego Gas & Electric Co","CA","Delivery","Investor Owned",8.5050384777267798E-2,5.21659110147192E-2,6.7600546661460301E-2]
[92054,16609,"SDG&E","San Diego Gas & Electric Co","CA","Delivery","Investor Owned",8.5050384777267798E-2,5.21659110147192E-2,6.7600546661460301E-2]
[92154,16609,"SDG&E","San Diego Gas & Electric Co","CA","Delivery","Investor Owned",8.5050384777267798E-2,5.21659110147192E-2,6.7600546661460301E-2]
[92155,16609,"SDG&E","San Diego Gas & Electric Co","CA","Delivery","Investor Owned",8.5050384777267798E-2,5.21659110147192E-2,6.7600546661460301E-2]
[92150,16609,"SDG&E","San Diego Gas & Electric Co","CA","Delivery","Investor Owned",8.5050384777267798E-2,5.21659110147192E-2,6.7600546661460301E-2]
[92152,16609,"SDG&E","San Diego Gas & Electric Co","CA","Delivery","Investor Owned",8.5050384777267798E-2,5.21659110147192E-2,6.7600546661460301E-2]
[92149,16609,"SDG&E","San Diego Gas & Electric Co","CA","Delivery","Investor Owned",8.5050384777267798E-2,5.21659110147192E-2,6.7600546661460301E-2]
[92174,16609,"SDG&E","San Diego Gas & Electric Co","CA","Delivery","Investor Owned",8.5050384777267798E-2,5.21659110147192E-2,6.7600546661460301E-2]
[92175,16609,"SDG&E","San Diego Gas & Electric Co","CA","Delivery","Investor Owned",8.5050384777267798E-2,5.21659110147192E-2,6.7600546661460301E-2]
[92170,16609,"SDG&E","San Diego Gas & Electric Co","CA","Delivery","Investor Owned",8.5050384777267798E-2,5.21659110147192E-2,6.7600546661460301E-2]
[91951,16609,"SDG&E","San Diego Gas & Electric Co","CA","Delivery","Investor Owned",8.5050384777267798E-2,5.21659110147192E-2,6.7600546661460301E-2]
[92007,16609,"SDG&E","San Diego Gas & Electric Co","CA","Delivery","Investor Owned",8.5050384777267798E-2,5.21659110147192E-2,6.7600546661460301E-2]
[92004,16609,"SDG&E","San Diego Gas & Electric Co","CA","Delivery","Investor Owned",8.5050384777267798E-2,5.21659110147192E-2,6.7600546661460301E-2]
[92003,16609,"SDG&E","San Diego Gas & Electric Co","CA","Delivery","Investor Owned",8.5050384777267798E-2,5.21659110147192E-2,6.7600546661460301E-2]
[92008,16609,"SDG&E","San Diego Gas & Electric Co","CA","Delivery","Investor Owned",8.5050384777267798E-2,5.21659110147192E-2,6.7600546661460301E-2]
[92009,16609,"SDG&E","San Diego Gas & Electric Co","CA","Delivery","Investor Owned",8.5050384777267798E-2,5.21659110147192E-2,6.7600546661460301E-2]
[92693,16609,"SDG&E","San Diego Gas & Electric Co","CA","Delivery","Investor Owned",8.5050384777267798E-2,5.21659110147192E-2,6.7600546661460301E-2]
[92692,16609,"SDG&E","San Diego Gas & Electric Co","CA","Delivery","Investor Owned",8.5050384777267798E-2,5.21659110147192E-2,6.7600546661460301E-2]
[92691,16609,"SDG&E","San Diego Gas & Electric Co","CA","Delivery","Investor Owned",8.5050384777267798E-2,5.21659110147192E-2,6.7600546661460301E-2]
[92690,16609,"SDG&E","San Diego Gas & Electric Co","CA","Delivery","Investor Owned",8.5050384777267798E-2,5.21659110147192E-2,6.7600546661460301E-2]
[91921,16609,"SDG&E","San Diego Gas & Electric Co","CA","Delivery","Investor Owned",8.5050384777267798E-2,5.21659110147192E-2,6.7600546661460301E-2]
[92086,16609,"SDG&E","San Diego Gas & Electric Co","CA","Delivery","Investor Owned",8.5050384777267798E-2,5.21659110147192E-2,6.7600546661460301E-2]
[92084,16609,"SDG&E","San Diego Gas & Electric Co","CA","Delivery","Investor Owned",8.5050384777267798E-2,5.21659110147192E-2,6.7600546661460301E-2]
[92085,16609,"SDG&E","San Diego Gas & Electric Co","CA","Delivery","Investor Owned",8.5050384777267798E-2,5.21659110147192E-2,6.7600546661460301E-2]
[92082,16609,"SDG&E","San Diego Gas & Electric Co","CA","Delivery","Investor Owned",8.5050384777267798E-2,5.21659110147192E-2,6.7600546661460301E-2]
[92083,16609,"SDG&E","San Diego Gas & Electric Co","CA","Delivery","Investor Owned",8.5050384777267798E-2,5.21659110147192E-2,6.7600546661460301E-2]
[92081,16609,"SDG&E","San Diego Gas & Electric Co","CA","Delivery","Investor Owned",8.5050384777267798E-2,5.21659110147192E-2,6.7600546661460301E-2]
[92161,16609,"SDG&E","San Diego Gas & Electric Co","CA","Delivery","Investor Owned",8.5050384777267798E-2,5.21659110147192E-2,6.7600546661460301E-2]
[92163,16609,"SDG&E","San Diego Gas & Electric Co","CA","Delivery","Investor Owned",8.5050384777267798E-2,5.21659110147192E-2,6.7600546661460301E-2]
[92107,16609,"SDG&E","San Diego Gas & Electric Co","CA","Delivery","Investor Owned",8.5050384777267798E-2,5.21659110147192E-2,6.7600546661460301E-2]
[92105,16609,"SDG&E","San Diego Gas & Electric Co","CA","Delivery","Investor Owned",8.5050384777267798E-2,5.21659110147192E-2,6.7600546661460301E-2]
[92101,16609,"SDG&E","San Diego Gas & Electric Co","CA","Delivery","Investor Owned",8.5050384777267798E-2,5.21659110147192E-2,6.7600546661460301E-2]
[92140,16609,"SDG&E","San Diego Gas & Electric Co","CA","Delivery","Investor Owned",8.5050384777267798E-2,5.21659110147192E-2,6.7600546661460301E-2]
[91945,16609,"SDG&E","San Diego Gas & Electric Co","CA","Delivery","Investor Owned",8.5050384777267798E-2,5.21659110147192E-2,6.7600546661460301E-2]
[91943,16609,"SDG&E","San Diego Gas & Electric Co","CA","Delivery","Investor Owned",8.5050384777267798E-2,5.21659110147192E-2,6.7600546661460301E-2]
[91941,16609,"SDG&E","San Diego Gas & Electric Co","CA","Delivery","Investor Owned",8.5050384777267798E-2,5.21659110147192E-2,6.7600546661460301E-2]
[91911,16609,"SDG&E","San Diego Gas & Electric Co","CA","Delivery","Investor Owned",8.5050384777267798E-2,5.21659110147192E-2,6.7600546661460301E-2]
[91910,16609,"SDG&E","San Diego Gas & Electric Co","CA","Delivery","Investor Owned",8.5050384777267798E-2,5.21659110147192E-2,6.7600546661460301E-2]
[91913,16609,"SDG&E","San Diego Gas & Electric Co","CA","Delivery","Investor Owned",8.5050384777267798E-2,5.21659110147192E-2,6.7600546661460301E-2]
[91912,16609,"SDG&E","San Diego Gas & Electric Co","CA","Delivery","Investor Owned",8.5050384777267798E-2,5.21659110147192E-2,6.7600546661460301E-2]
[91915,16609,"SDG&E","San Diego Gas & Electric Co","CA","Delivery","Investor Owned",8.5050384777267798E-2,5.21659110147192E-2,6.7600546661460301E-2]
[91914,16609,"SDG&E","San Diego Gas & Electric Co","CA","Delivery","Investor Owned",8.5050384777267798E-2,5.21659110147192E-2,6.7600546661460301E-2]
[91917,16609,"SDG&E","San Diego Gas & Electric Co","CA","Delivery","Investor Owned",8.5050384777267798E-2,5.21659110147192E-2,6.7600546661460301E-2]
[91916,16609,"SDG&E","San Diego Gas & Electric Co","CA","Delivery","Investor Owned",8.5050384777267798E-2,5.21659110147192E-2,6.7600546661460301E-2]
[92075,16609,"SDG&E","San Diego Gas & Electric Co","CA","Delivery","Investor Owned",8.5050384777267798E-2,5.21659110147192E-2,6.7600546661460301E-2]
[92074,16609,"SDG&E","San Diego Gas & Electric Co","CA","Delivery","Investor Owned",8.5050384777267798E-2,5.21659110147192E-2,6.7600546661460301E-2]
[92072,16609,"SDG&E","San Diego Gas & Electric Co","CA","Delivery","Investor Owned",8.5050384777267798E-2,5.21659110147192E-2,6.7600546661460301E-2]
[92071,16609,"SDG&E","San Diego Gas & Electric Co","CA","Delivery","Investor Owned",8.5050384777267798E-2,5.21659110147192E-2,6.7600546661460301E-2]
[92070,16609,"SDG&E","San Diego Gas & Electric Co","CA","Delivery","Investor Owned",8.5050384777267798E-2,5.21659110147192E-2,6.7600546661460301E-2]
[92079,16609,"SDG&E","San Diego Gas & Electric Co","CA","Delivery","Investor Owned",8.5050384777267798E-2,5.21659110147192E-2,6.7600546661460301E-2]
[92078,16609,"SDG&E","San Diego Gas & Electric Co","CA","Delivery","Investor Owned",8.5050384777267798E-2,5.21659110147192E-2,6.7600546661460301E-2]
[92274,16609,"SDG&E","San Diego Gas & Electric Co","CA","Delivery","Investor Owned",8.5050384777267798E-2,5.21659110147192E-2,6.7600546661460301E-2]
[92562,16609,"SDG&E","San Diego Gas & Electric Co","CA","Delivery","Investor Owned",8.5050384777267798E-2,5.21659110147192E-2,6.7600546661460301E-2]
[92132,16609,"SDG&E","San Diego Gas & Electric Co","CA","Delivery","Investor Owned",8.5050384777267798E-2,5.21659110147192E-2,6.7600546661460301E-2]
[92130,16609,"SDG&E","San Diego Gas & Electric Co","CA","Delivery","Investor Owned",8.5050384777267798E-2,5.21659110147192E-2,6.7600546661460301E-2]
[92131,16609,"SDG&E","San Diego Gas & Electric Co","CA","Delivery","Investor Owned",8.5050384777267798E-2,5.21659110147192E-2,6.7600546661460301E-2]
[92136,16609,"SDG&E","San Diego Gas & Electric Co","CA","Delivery","Investor Owned",8.5050384777267798E-2,5.21659110147192E-2,6.7600546661460301E-2]
[92137,16609,"SDG&E","San Diego Gas & Electric Co","CA","Delivery","Investor Owned",8.5050384777267798E-2,5.21659110147192E-2,6.7600546661460301E-2]
[92134,16609,"SDG&E","San Diego Gas & Electric Co","CA","Delivery","Investor Owned",8.5050384777267798E-2,5.21659110147192E-2,6.7600546661460301E-2]
[92135,16609,"SDG&E","San Diego Gas & Electric Co","CA","Delivery","Investor Owned",8.5050384777267798E-2,5.21659110147192E-2,6.7600546661460301E-2]
[92138,16609,"SDG&E","San Diego Gas & Electric Co","CA","Delivery","Investor Owned",8.5050384777267798E-2,5.21659110147192E-2,6.7600546661460301E-2]
[92139,16609,"SDG&E","San Diego Gas & Electric Co","CA","Delivery","Investor Owned",8.5050384777267798E-2,5.21659110147192E-2,6.7600546661460301E-2]
[92674,16609,"SDG&E","San Diego Gas & Electric Co","CA","Delivery","Investor Owned",8.5050384777267798E-2,5.21659110147192E-2,6.7600546661460301E-2]
[92677,16609,"SDG&E","San Diego Gas & Electric Co","CA","Delivery","Investor Owned",8.5050384777267798E-2,5.21659110147192E-2,6.7600546661460301E-2]
[92672,16609,"SDG&E","San Diego Gas & Electric Co","CA","Delivery","Investor Owned",8.5050384777267798E-2,5.21659110147192E-2,6.7600546661460301E-2]
[92178,16609,"SDG&E","San Diego Gas & Electric Co","CA","Delivery","Investor Owned",8.5050384777267798E-2,5.21659110147192E-2,6.7600546661460301E-2]
[92172,16609,"SDG&E","San Diego Gas & Electric Co","CA","Delivery","Investor Owned",8.5050384777267798E-2,5.21659110147192E-2,6.7600546661460301E-2]
[92171,16609,"SDG&E","San Diego Gas & Electric Co","CA","Delivery","Investor Owned",8.5050384777267798E-2,5.21659110147192E-2,6.7600546661460301E-2]
[92694,16609,"SDG&E","San Diego Gas & Electric Co","CA","Delivery","Investor Owned",8.5050384777267798E-2,5.21659110147192E-2,6.7600546661460301E-2]
[92159,16609,"SDG&E","San Diego Gas & Electric Co","CA","Delivery","Investor Owned",8.5050384777267798E-2,5.21659110147192E-2,6.7600546661460301E-2]
[91942,16609,"SDG&E","San Diego Gas & Electric Co","CA","Delivery","Investor Owned",8.5050384777267798E-2,5.21659110147192E-2,6.7600546661460301E-2]
[91948,16609,"SDG&E","San Diego Gas & Electric Co","CA","Delivery","Investor Owned",8.5050384777267798E-2,5.21659110147192E-2,6.7600546661460301E-2]
[92029,16609,"SDG&E","San Diego Gas & Electric Co","CA","Delivery","Investor Owned",8.5050384777267798E-2,5.21659110147192E-2,6.7600546661460301E-2]
[92024,16609,"SDG&E","San Diego Gas & Electric Co","CA","Delivery","Investor Owned",8.5050384777267798E-2,5.21659110147192E-2,6.7600546661460301E-2]
[92025,16609,"SDG&E","San Diego Gas & Electric Co","CA","Delivery","Investor Owned",8.5050384777267798E-2,5.21659110147192E-2,6.7600546661460301E-2]
[92026,16609,"SDG&E","San Diego Gas & Electric Co","CA","Delivery","Investor Owned",8.5050384777267798E-2,5.21659110147192E-2,6.7600546661460301E-2]
[92027,16609,"SDG&E","San Diego Gas & Electric Co","CA","Delivery","Investor Owned",8.5050384777267798E-2,5.21659110147192E-2,6.7600546661460301E-2]
[92020,16609,"SDG&E","San Diego Gas & Electric Co","CA","Delivery","Investor Owned",8.5050384777267798E-2,5.21659110147192E-2,6.7600546661460301E-2]
[92021,16609,"SDG&E","San Diego Gas & Electric Co","CA","Delivery","Investor Owned",8.5050384777267798E-2,5.21659110147192E-2,6.7600546661460301E-2]
[92022,16609,"SDG&E","San Diego Gas & Electric Co","CA","Delivery","Investor Owned",8.5050384777267798E-2,5.21659110147192E-2,6.7600546661460301E-2]
[92023,16609,"SDG&E","San Diego Gas & Electric Co","CA","Delivery","Investor Owned",8.5050384777267798E-2,5.21659110147192E-2,6.7600546661460301E-2]
[92539,16609,"SDG&E","San Diego Gas & Electric Co","CA","Delivery","Investor Owned",8.5050384777267798E-2,5.21659110147192E-2,6.7600546661460301E-2]
[92536,16609,"SDG&E","San Diego Gas & Electric Co","CA","Delivery","Investor Owned",8.5050384777267798E-2,5.21659110147192E-2,6.7600546661460301E-2]
[92530,16609,"SDG&E","San Diego Gas & Electric Co","CA","Delivery","Investor Owned",8.5050384777267798E-2,5.21659110147192E-2,6.7600546661460301E-2]
[92088,16609,"SDG&E","San Diego Gas & Electric Co","CA","Delivery","Investor Owned",8.5050384777267798E-2,5.21659110147192E-2,6.7600546661460301E-2]
[92143,16609,"SDG&E","San Diego Gas & Electric Co","CA","Delivery","Investor Owned",8.5050384777267798E-2,5.21659110147192E-2,6.7600546661460301E-2]
[92142,16609,"SDG&E","San Diego Gas & Electric Co","CA","Delivery","Investor Owned",8.5050384777267798E-2,5.21659110147192E-2,6.7600546661460301E-2]
[92147,16609,"SDG&E","San Diego Gas & Electric Co","CA","Delivery","Investor Owned",8.5050384777267798E-2,5.21659110147192E-2,6.7600546661460301E-2]
[92145,16609,"SDG&E","San Diego Gas & Electric Co","CA","Delivery","Investor Owned",8.5050384777267798E-2,5.21659110147192E-2,6.7600546661460301E-2]
[92177,16609,"SDG&E","San Diego Gas & Electric Co","CA","Delivery","Investor Owned",8.5050384777267798E-2,5.21659110147192E-2,6.7600546661460301E-2]
[92052,16609,"SDG&E","San Diego Gas & Electric Co","CA","Delivery","Investor Owned",8.5050384777267798E-2,5.21659110147192E-2,6.7600546661460301E-2]
[92673,16609,"SDG&E","San Diego Gas & Electric Co","CA","Delivery","Investor Owned",8.5050384777267798E-2,5.21659110147192E-2,6.7600546661460301E-2]
[92679,16609,"SDG&E","San Diego Gas & Electric Co","CA","Delivery","Investor Owned",8.5050384777267798E-2,5.21659110147192E-2,6.7600546661460301E-2]
[92629,16609,"SDG&E","San Diego Gas & Electric Co","CA","Delivery","Investor Owned",8.5050384777267798E-2,5.21659110147192E-2,6.7600546661460301E-2]
[92624,16609,"SDG&E","San Diego Gas & Electric Co","CA","Delivery","Investor Owned",8.5050384777267798E-2,5.21659110147192E-2,6.7600546661460301E-2]
[92014,16609,"SDG&E","San Diego Gas & Electric Co","CA","Delivery","Investor Owned",8.5050384777267798E-2,5.21659110147192E-2,6.7600546661460301E-2]
[92011,16609,"SDG&E","San Diego Gas & Electric Co","CA","Delivery","Investor Owned",8.5050384777267798E-2,5.21659110147192E-2,6.7600546661460301E-2]
[92010,16609,"SDG&E","San Diego Gas & Electric Co","CA","Delivery","Investor Owned",8.5050384777267798E-2,5.21659110147192E-2,6.7600546661460301E-2]
[92013,16609,"SDG&E","San Diego Gas & Electric Co","CA","Delivery","Investor Owned",8.5050384777267798E-2,5.21659110147192E-2,6.7600546661460301E-2]
[92019,16609,"SDG&E","San Diego Gas & Electric Co","CA","Delivery","Investor Owned",8.5050384777267798E-2,5.21659110147192E-2,6.7600546661460301E-2]
[92018,16609,"SDG&E","San Diego Gas & Electric Co","CA","Delivery","Investor Owned",8.5050384777267798E-2,5.21659110147192E-2,6.7600546661460301E-2]
[91935,16609,"SDG&E","San Diego Gas & Electric Co","CA","Delivery","Investor Owned",8.5050384777267798E-2,5.21659110147192E-2,6.7600546661460301E-2]
[91934,16609,"SDG&E","San Diego Gas & Electric Co","CA","Delivery","Investor Owned",8.5050384777267798E-2,5.21659110147192E-2,6.7600546661460301E-2]
[91933,16609,"SDG&E","San Diego Gas & Electric Co","CA","Delivery","Investor Owned",8.5050384777267798E-2,5.21659110147192E-2,6.7600546661460301E-2]
[91932,16609,"SDG&E","San Diego Gas & Electric Co","CA","Delivery","Investor Owned",8.5050384777267798E-2,5.21659110147192E-2,6.7600546661460301E-2]
[91931,16609,"SDG&E","San Diego Gas & Electric Co","CA","Delivery","Investor Owned",8.5050384777267798E-2,5.21659110147192E-2,6.7600546661460301E-2]
[92096,16609,"SDG&E","San Diego Gas & Electric Co","CA","Delivery","Investor Owned",8.5050384777267798E-2,5.21659110147192E-2,6.7600546661460301E-2]
[92091,16609,"SDG&E","San Diego Gas & Electric Co","CA","Delivery","Investor Owned",8.5050384777267798E-2,5.21659110147192E-2,6.7600546661460301E-2]
[92093,16609,"SDG&E","San Diego Gas & Electric Co","CA","Delivery","Investor Owned",8.5050384777267798E-2,5.21659110147192E-2,6.7600546661460301E-2]
[92092,16609,"SDG&E","San Diego Gas & Electric Co","CA","Delivery","Investor Owned",8.5050384777267798E-2,5.21659110147192E-2,6.7600546661460301E-2]
[92259,16609,"SDG&E","San Diego Gas & Electric Co","CA","Delivery","Investor Owned",8.5050384777267798E-2,5.21659110147192E-2,6.7600546661460301E-2]
[92251,16609,"SDG&E","San Diego Gas & Electric Co","CA","Delivery","Investor Owned",8.5050384777267798E-2,5.21659110147192E-2,6.7600546661460301E-2]
[92058,16609,"SDG&E","San Diego Gas & Electric Co","CA","Delivery","Investor Owned",8.5050384777267798E-2,5.21659110147192E-2,6.7600546661460301E-2]
[92190,16609,"SDG&E","San Diego Gas & Electric Co","CA","Delivery","Investor Owned",8.5050384777267798E-2,5.21659110147192E-2,6.7600546661460301E-2]
[92191,16609,"SDG&E","San Diego Gas & Electric Co","CA","Delivery","Investor Owned",8.5050384777267798E-2,5.21659110147192E-2,6.7600546661460301E-2]
[92192,16609,"SDG&E","San Diego Gas & Electric Co","CA","Delivery","Investor Owned",8.5050384777267798E-2,5.21659110147192E-2,6.7600546661460301E-2]
[92193,16609,"SDG&E","San Diego Gas & Electric Co","CA","Delivery","Investor Owned",8.5050384777267798E-2,5.21659110147192E-2,6.7600546661460301E-2]
[92057,16609,"SDG&E","San Diego Gas & Electric Co","CA","Delivery","Investor Owned",8.5050384777267798E-2,5.21659110147192E-2,6.7600546661460301E-2]
[92196,16609,"SDG&E","San Diego Gas & Electric Co","CA","Delivery","Investor Owned",8.5050384777267798E-2,5.21659110147192E-2,6.7600546661460301E-2]
[92197,16609,"SDG&E","San Diego Gas & Electric Co","CA","Delivery","Investor Owned",8.5050384777267798E-2,5.21659110147192E-2,6.7600546661460301E-2]
[92198,16609,"SDG&E","San Diego Gas & Electric Co","CA","Delivery","Investor Owned",8.5050384777267798E-2,5.21659110147192E-2,6.7600546661460301E-2]
[92199,16609,"SDG&E","San Diego Gas & Electric Co","CA","Delivery","Investor Owned",8.5050384777267798E-2,5.21659110147192E-2,6.7600546661460301E-2]
[92056,16609,"SDG&E","San Diego Gas & Electric Co","CA","Delivery","Investor Owned",8.5050384777267798E-2,5.21659110147192E-2,6.7600546661460301E-2]
[92168,16609,"SDG&E","San Diego Gas & Electric Co","CA","Delivery","Investor Owned",8.5050384777267798E-2,5.21659110147192E-2,6.7600546661460301E-2]
[92165,16609,"SDG&E","San Diego Gas & Electric Co","CA","Delivery","Investor Owned",8.5050384777267798E-2,5.21659110147192E-2,6.7600546661460301E-2]
[92164,16609,"SDG&E","San Diego Gas & Electric Co","CA","Delivery","Investor Owned",8.5050384777267798E-2,5.21659110147192E-2,6.7600546661460301E-2]
[92167,16609,"SDG&E","San Diego Gas & Electric Co","CA","Delivery","Investor Owned",8.5050384777267798E-2,5.21659110147192E-2,6.7600546661460301E-2]
[92166,16609,"SDG&E","San Diego Gas & Electric Co","CA","Delivery","Investor Owned",8.5050384777267798E-2,5.21659110147192E-2,6.7600546661460301E-2]
[92049,16609,"SDG&E","San Diego Gas & Electric Co","CA","Delivery","Investor Owned",8.5050384777267798E-2,5.21659110147192E-2,6.7600546661460301E-2]
[92637,16609,"SDG&E","San Diego Gas & Electric Co","CA","Delivery","Investor Owned",8.5050384777267798E-2,5.21659110147192E-2,6.7600546661460301E-2]
[92118,16609,"SDG&E","San Diego Gas & Electric Co","CA","Delivery","Investor Owned",8.5050384777267798E-2,5.21659110147192E-2,6.7600546661460301E-2]
[92119,16609,"SDG&E","San Diego Gas & Electric Co","CA","Delivery","Investor Owned",8.5050384777267798E-2,5.21659110147192E-2,6.7600546661460301E-2]
[92110,16609,"SDG&E","San Diego Gas & Electric Co","CA","Delivery","Investor Owned",8.5050384777267798E-2,5.21659110147192E-2,6.7600546661460301E-2]
[92114,16609,"SDG&E","San Diego Gas & Electric Co","CA","Delivery","Investor Owned",8.5050384777267798E-2,5.21659110147192E-2,6.7600546661460301E-2]
[92115,16609,"SDG&E","San Diego Gas & Electric Co","CA","Delivery","Investor Owned",8.5050384777267798E-2,5.21659110147192E-2,6.7600546661460301E-2]
[92116,16609,"SDG&E","San Diego Gas & Electric Co","CA","Delivery","Investor Owned",8.5050384777267798E-2,5.21659110147192E-2,6.7600546661460301E-2]
[92653,16609,"SDG&E","San Diego Gas & Electric Co","CA","Delivery","Investor Owned",8.5050384777267798E-2,5.21659110147192E-2,6.7600546661460301E-2]
[92651,16609,"SDG&E","San Diego Gas & Electric Co","CA","Delivery","Investor Owned",8.5050384777267798E-2,5.21659110147192E-2,6.7600546661460301E-2]
[92656,16609,"SDG&E","San Diego Gas & Electric Co","CA","Delivery","Investor Owned",8.5050384777267798E-2,5.21659110147192E-2,6.7600546661460301E-2]
[91962,16609,"SDG&E","San Diego Gas & Electric Co","CA","Delivery","Investor Owned",8.5050384777267798E-2,5.21659110147192E-2,6.7600546661460301E-2]
[91963,16609,"SDG&E","San Diego Gas & Electric Co","CA","Delivery","Investor Owned",8.5050384777267798E-2,5.21659110147192E-2,6.7600546661460301E-2]
[92590,16609,"SDG&E","San Diego Gas & Electric Co","CA","Delivery","Investor Owned",8.5050384777267798E-2,5.21659110147192E-2,6.7600546661460301E-2]
[92592,16609,"SDG&E","San Diego Gas & Electric Co","CA","Delivery","Investor Owned",8.5050384777267798E-2,5.21659110147192E-2,6.7600546661460301E-2]
[92040,16609,"SDG&E","San Diego Gas & Electric Co","CA","Delivery","Investor Owned",8.5050384777267798E-2,5.21659110147192E-2,6.7600546661460301E-2]
[91946,16609,"SDG&E","San Diego Gas & Electric Co","CA","Delivery","Investor Owned",8.5050384777267798E-2,5.21659110147192E-2,6.7600546661460301E-2]
[91947,16609,"SDG&E","San Diego Gas & Electric Co","CA","Delivery","Investor Owned",8.5050384777267798E-2,5.21659110147192E-2,6.7600546661460301E-2]
[91944,16609,"SDG&E","San Diego Gas & Electric Co","CA","Delivery","Investor Owned",8.5050384777267798E-2,5.21659110147192E-2,6.7600546661460301E-2]
[92112,16609,"SDG&E","San Diego Gas & Electric Co","CA","Delivery","Investor Owned",8.5050384777267798E-2,5.21659110147192E-2,6.7600546661460301E-2]
[92121,16609,"SDG&E","San Diego Gas & Electric Co","CA","Delivery","Investor Owned",8.5050384777267798E-2,5.21659110147192E-2,6.7600546661460301E-2]
[92120,16609,"SDG&E","San Diego Gas & Electric Co","CA","Delivery","Investor Owned",8.5050384777267798E-2,5.21659110147192E-2,6.7600546661460301E-2]
[92123,16609,"SDG&E","San Diego Gas & Electric Co","CA","Delivery","Investor Owned",8.5050384777267798E-2,5.21659110147192E-2,6.7600546661460301E-2]
[92122,16609,"SDG&E","San Diego Gas & Electric Co","CA","Delivery","Investor Owned",8.5050384777267798E-2,5.21659110147192E-2,6.7600546661460301E-2]
[92124,16609,"SDG&E","San Diego Gas & Electric Co","CA","Delivery","Investor Owned",8.5050384777267798E-2,5.21659110147192E-2,6.7600546661460301E-2]
[92127,16609,"SDG&E","San Diego Gas & Electric Co","CA","Delivery","Investor Owned",8.5050384777267798E-2,5.21659110147192E-2,6.7600546661460301E-2]
[92126,16609,"SDG&E","San Diego Gas & Electric Co","CA","Delivery","Investor Owned",8.5050384777267798E-2,5.21659110147192E-2,6.7600546661460301E-2]
[92129,16609,"SDG&E","San Diego Gas & Electric Co","CA","Delivery","Investor Owned",8.5050384777267798E-2,5.21659110147192E-2,6.7600546661460301E-2]
[92128,16609,"SDG&E","San Diego Gas & Electric Co","CA","Delivery","Investor Owned",8.5050384777267798E-2,5.21659110147192E-2,6.7600546661460301E-2]
[92675,16609,"SDG&E","San Diego Gas & Electric Co","CA","Delivery","Investor Owned",8.5050384777267798E-2,5.21659110147192E-2,6.7600546661460301E-2]
[91950,16609,"SDG&E","San Diego Gas & Electric Co","CA","Delivery","Investor Owned",8.5050384777267798E-2,5.21659110147192E-2,6.7600546661460301E-2]
[92607,16609,"SDG&E","San Diego Gas & Electric Co","CA","Delivery","Investor Owned",8.5050384777267798E-2,5.21659110147192E-2,6.7600546661460301E-2]
[92037,16609,"SDG&E","San Diego Gas & Electric Co","CA","Delivery","Investor Owned",8.5050384777267798E-2,5.21659110147192E-2,6.7600546661460301E-2]
[92036,16609,"SDG&E","San Diego Gas & Electric Co","CA","Delivery","Investor Owned",8.5050384777267798E-2,5.21659110147192E-2,6.7600546661460301E-2]
[92039,16609,"SDG&E","San Diego Gas & Electric Co","CA","Delivery","Investor Owned",8.5050384777267798E-2,5.21659110147192E-2,6.7600546661460301E-2]
[92038,16609,"SDG&E","San Diego Gas & Electric Co","CA","Delivery","Investor Owned",8.5050384777267798E-2,5.21659110147192E-2,6.7600546661460301E-2]
[92688,16609,"SDG&E","San Diego Gas & Electric Co","CA","Delivery","Investor Owned",8.5050384777267798E-2,5.21659110147192E-2,6.7600546661460301E-2]
[92028,16609,"SDG&E","San Diego Gas & Electric Co","CA","Delivery","Investor Owned",8.5050384777267798E-2,5.21659110147192E-2,6.7600546661460301E-2]
[92195,16609,"SDG&E","San Diego Gas & Electric Co","CA","Delivery","Investor Owned",8.5050384777267798E-2,5.21659110147192E-2,6.7600546661460301E-2]
[91902,16609,"SDG&E","San Diego Gas & Electric Co","CA","Delivery","Investor Owned",8.5050384777267798E-2,5.21659110147192E-2,6.7600546661460301E-2]
[92179,16609,"SDG&E","San Diego Gas & Electric Co","CA","Delivery","Investor Owned",8.5050384777267798E-2,5.21659110147192E-2,6.7600546661460301E-2]
[92176,16609,"SDG&E","San Diego Gas & Electric Co","CA","Delivery","Investor Owned",8.5050384777267798E-2,5.21659110147192E-2,6.7600546661460301E-2]
[92173,16609,"SDG&E","San Diego Gas & Electric Co","CA","Delivery","Investor Owned",8.5050384777267798E-2,5.21659110147192E-2,6.7600546661460301E-2]
[92113,16609,"SDG&E","San Diego Gas & Electric Co","CA","Delivery","Investor Owned",8.5050384777267798E-2,5.21659110147192E-2,6.7600546661460301E-2]
[92160,16609,"SDG&E","San Diego Gas & Electric Co","CA","Delivery","Investor Owned",8.5050384777267798E-2,5.21659110147192E-2,6.7600546661460301E-2]
[92630,16609,"SDG&E","San Diego Gas & Electric Co","CA","Delivery","Investor Owned",8.5050384777267798E-2,5.21659110147192E-2,6.7600546661460301E-2]
[91908,16609,"SDG&E","San Diego Gas & Electric Co","CA","Delivery","Investor Owned",8.5050384777267798E-2,5.21659110147192E-2,6.7600546661460301E-2]
[91909,16609,"SDG&E","San Diego Gas & Electric Co","CA","Delivery","Investor Owned",8.5050384777267798E-2,5.21659110147192E-2,6.7600546661460301E-2]
[91903,16609,"SDG&E","San Diego Gas & Electric Co","CA","Delivery","Investor Owned",8.5050384777267798E-2,5.21659110147192E-2,6.7600546661460301E-2]
[91901,16609,"SDG&E","San Diego Gas & Electric Co","CA","Delivery","Investor Owned",8.5050384777267798E-2,5.21659110147192E-2,6.7600546661460301E-2]
[91906,16609,"SDG&E","San Diego Gas & Electric Co","CA","Delivery","Investor Owned",8.5050384777267798E-2,5.21659110147192E-2,6.7600546661460301E-2]
[91905,16609,"SDG&E","San Diego Gas & Electric Co","CA","Delivery","Investor Owned",8.5050384777267798E-2,5.21659110147192E-2,6.7600546661460301E-2]
[92153,16609,"SDG&E","San Diego Gas & Electric Co","CA","Delivery","Investor Owned",8.5050384777267798E-2,5.21659110147192E-2,6.7600546661460301E-2]
[92158,16609,"SDG&E","San Diego Gas & Electric Co","CA","Delivery","Investor Owned",8.5050384777267798E-2,5.21659110147192E-2,6.7600546661460301E-2]
[92060,16609,"SDG&E","San Diego Gas & Electric Co","CA","Delivery","Investor Owned",8.5050384777267798E-2,5.21659110147192E-2,6.7600546661460301E-2]
[92061,16609,"SDG&E","San Diego Gas & Electric Co","CA","Delivery","Investor Owned",8.5050384777267798E-2,5.21659110147192E-2,6.7600546661460301E-2]
[92064,16609,"SDG&E","San Diego Gas & Electric Co","CA","Delivery","Investor Owned",8.5050384777267798E-2,5.21659110147192E-2,6.7600546661460301E-2]
[92065,16609,"SDG&E","San Diego Gas & Electric Co","CA","Delivery","Investor Owned",8.5050384777267798E-2,5.21659110147192E-2,6.7600546661460301E-2]
[92066,16609,"SDG&E","San Diego Gas & Electric Co","CA","Delivery","Investor Owned",8.5050384777267798E-2,5.21659110147192E-2,6.7600546661460301E-2]
[92067,16609,"SDG&E","San Diego Gas & Electric Co","CA","Delivery","Investor Owned",8.5050384777267798E-2,5.21659110147192E-2,6.7600546661460301E-2]
[92068,16609,"SDG&E","San Diego Gas & Electric Co","CA","Delivery","Investor Owned",8.5050384777267798E-2,5.21659110147192E-2,6.7600546661460301E-2]
[92069,16609,"SDG&E","San Diego Gas & Electric Co","CA","Delivery","Investor Owned",8.5050384777267798E-2,5.21659110147192E-2,6.7600546661460301E-2]
[90310,17609,"SCE","Southern California Edison Co","CA","Bundled","Investor Owned",0.15282410013724501,0.118736216293509,0.16512630366401199]
[90312,17609,"SCE","Southern California Edison Co","CA","Bundled","Investor Owned",0.15282410013724501,0.118736216293509,0.16512630366401199]
[92262,17609,"SCE","Southern California Edison Co","CA","Bundled","Investor Owned",0.15282410013724501,0.118736216293509,0.16512630366401199]
[92263,17609,"SCE","Southern California Edison Co","CA","Bundled","Investor Owned",0.15282410013724501,0.118736216293509,0.16512630366401199]
[92260,17609,"SCE","Southern California Edison Co","CA","Bundled","Investor Owned",0.15282410013724501,0.118736216293509,0.16512630366401199]
[92261,17609,"SCE","Southern California Edison Co","CA","Bundled","Investor Owned",0.15282410013724501,0.118736216293509,0.16512630366401199]
[92266,17609,"SCE","Southern California Edison Co","CA","Bundled","Investor Owned",0.15282410013724501,0.118736216293509,0.16512630366401199]
[92267,17609,"SCE","Southern California Edison Co","CA","Bundled","Investor Owned",0.15282410013724501,0.118736216293509,0.16512630366401199]
[92264,17609,"SCE","Southern California Edison Co","CA","Bundled","Investor Owned",0.15282410013724501,0.118736216293509,0.16512630366401199]
[92268,17609,"SCE","Southern California Edison Co","CA","Bundled","Investor Owned",0.15282410013724501,0.118736216293509,0.16512630366401199]
[92886,17609,"SCE","Southern California Edison Co","CA","Bundled","Investor Owned",0.15282410013724501,0.118736216293509,0.16512630366401199]
[92887,17609,"SCE","Southern California Edison Co","CA","Bundled","Investor Owned",0.15282410013724501,0.118736216293509,0.16512630366401199]
[92885,17609,"SCE","Southern California Edison Co","CA","Bundled","Investor Owned",0.15282410013724501,0.118736216293509,0.16512630366401199]
[92882,17609,"SCE","Southern California Edison Co","CA","Bundled","Investor Owned",0.15282410013724501,0.118736216293509,0.16512630366401199]
[92883,17609,"SCE","Southern California Edison Co","CA","Bundled","Investor Owned",0.15282410013724501,0.118736216293509,0.16512630366401199]
[92880,17609,"SCE","Southern California Edison Co","CA","Bundled","Investor Owned",0.15282410013724501,0.118736216293509,0.16512630366401199]
[92881,17609,"SCE","Southern California Edison Co","CA","Bundled","Investor Owned",0.15282410013724501,0.118736216293509,0.16512630366401199]
[91214,17609,"SCE","Southern California Edison Co","CA","Bundled","Investor Owned",0.15282410013724501,0.118736216293509,0.16512630366401199]
[90311,17609,"SCE","Southern California Edison Co","CA","Bundled","Investor Owned",0.15282410013724501,0.118736216293509,0.16512630366401199]
[90290,17609,"SCE","Southern California Edison Co","CA","Bundled","Investor Owned",0.15282410013724501,0.118736216293509,0.16512630366401199]
[90293,17609,"SCE","Southern California Edison Co","CA","Bundled","Investor Owned",0.15282410013724501,0.118736216293509,0.16512630366401199]
[92833,17609,"SCE","Southern California Edison Co","CA","Bundled","Investor Owned",0.15282410013724501,0.118736216293509,0.16512630366401199]
[92831,17609,"SCE","Southern California Edison Co","CA","Bundled","Investor Owned",0.15282410013724501,0.118736216293509,0.16512630366401199]
[92835,17609,"SCE","Southern California Edison Co","CA","Bundled","Investor Owned",0.15282410013724501,0.118736216293509,0.16512630366401199]
[92834,17609,"SCE","Southern California Edison Co","CA","Bundled","Investor Owned",0.15282410013724501,0.118736216293509,0.16512630366401199]
[93581,17609,"SCE","Southern California Edison Co","CA","Bundled","Investor Owned",0.15282410013724501,0.118736216293509,0.16512630366401199]
[93584,17609,"SCE","Southern California Edison Co","CA","Bundled","Investor Owned",0.15282410013724501,0.118736216293509,0.16512630366401199]
[93586,17609,"SCE","Southern California Edison Co","CA","Bundled","Investor Owned",0.15282410013724501,0.118736216293509,0.16512630366401199]
[90622,17609,"SCE","Southern California Edison Co","CA","Bundled","Investor Owned",0.15282410013724501,0.118736216293509,0.16512630366401199]
[90623,17609,"SCE","Southern California Edison Co","CA","Bundled","Investor Owned",0.15282410013724501,0.118736216293509,0.16512630366401199]
[90624,17609,"SCE","Southern California Edison Co","CA","Bundled","Investor Owned",0.15282410013724501,0.118736216293509,0.16512630366401199]
[92572,17609,"SCE","Southern California Edison Co","CA","Bundled","Investor Owned",0.15282410013724501,0.118736216293509,0.16512630366401199]
[92570,17609,"SCE","Southern California Edison Co","CA","Bundled","Investor Owned",0.15282410013724501,0.118736216293509,0.16512630366401199]
[92571,17609,"SCE","Southern California Edison Co","CA","Bundled","Investor Owned",0.15282410013724501,0.118736216293509,0.16512630366401199]
[92394,17609,"SCE","Southern California Edison Co","CA","Bundled","Investor Owned",0.15282410013724501,0.118736216293509,0.16512630366401199]
[92395,17609,"SCE","Southern California Edison Co","CA","Bundled","Investor Owned",0.15282410013724501,0.118736216293509,0.16512630366401199]
[92391,17609,"SCE","Southern California Edison Co","CA","Bundled","Investor Owned",0.15282410013724501,0.118736216293509,0.16512630366401199]
[92398,17609,"SCE","Southern California Edison Co","CA","Bundled","Investor Owned",0.15282410013724501,0.118736216293509,0.16512630366401199]
[92399,17609,"SCE","Southern California Edison Co","CA","Bundled","Investor Owned",0.15282410013724501,0.118736216293509,0.16512630366401199]
[91724,17609,"SCE","Southern California Edison Co","CA","Bundled","Investor Owned",0.15282410013724501,0.118736216293509,0.16512630366401199]
[91896,17609,"SCE","Southern California Edison Co","CA","Bundled","Investor Owned",0.15282410013724501,0.118736216293509,0.16512630366401199]
[91899,17609,"SCE","Southern California Edison Co","CA","Bundled","Investor Owned",0.15282410013724501,0.118736216293509,0.16512630366401199]
[92808,17609,"SCE","Southern California Edison Co","CA","Bundled","Investor Owned",0.15282410013724501,0.118736216293509,0.16512630366401199]
[92806,17609,"SCE","Southern California Edison Co","CA","Bundled","Investor Owned",0.15282410013724501,0.118736216293509,0.16512630366401199]
[92807,17609,"SCE","Southern California Edison Co","CA","Bundled","Investor Owned",0.15282410013724501,0.118736216293509,0.16512630366401199]
[92804,17609,"SCE","Southern California Edison Co","CA","Bundled","Investor Owned",0.15282410013724501,0.118736216293509,0.16512630366401199]
[92805,17609,"SCE","Southern California Edison Co","CA","Bundled","Investor Owned",0.15282410013724501,0.118736216293509,0.16512630366401199]
[92802,17609,"SCE","Southern California Edison Co","CA","Bundled","Investor Owned",0.15282410013724501,0.118736216293509,0.16512630366401199]
[92801,17609,"SCE","Southern California Edison Co","CA","Bundled","Investor Owned",0.15282410013724501,0.118736216293509,0.16512630366401199]
[93274,17609,"SCE","Southern California Edison Co","CA","Bundled","Investor Owned",0.15282410013724501,0.118736216293509,0.16512630366401199]
[93275,17609,"SCE","Southern California Edison Co","CA","Bundled","Investor Owned",0.15282410013724501,0.118736216293509,0.16512630366401199]
[93270,17609,"SCE","Southern California Edison Co","CA","Bundled","Investor Owned",0.15282410013724501,0.118736216293509,0.16512630366401199]
[93271,17609,"SCE","Southern California Edison Co","CA","Bundled","Investor Owned",0.15282410013724501,0.118736216293509,0.16512630366401199]
[91311,17609,"SCE","Southern California Edison Co","CA","Bundled","Investor Owned",0.15282410013724501,0.118736216293509,0.16512630366401199]
[91319,17609,"SCE","Southern California Edison Co","CA","Bundled","Investor Owned",0.15282410013724501,0.118736216293509,0.16512630366401199]
[92662,17609,"SCE","Southern California Edison Co","CA","Bundled","Investor Owned",0.15282410013724501,0.118736216293509,0.16512630366401199]
[92663,17609,"SCE","Southern California Edison Co","CA","Bundled","Investor Owned",0.15282410013724501,0.118736216293509,0.16512630366401199]
[92661,17609,"SCE","Southern California Edison Co","CA","Bundled","Investor Owned",0.15282410013724501,0.118736216293509,0.16512630366401199]
[92378,17609,"SCE","Southern California Edison Co","CA","Bundled","Investor Owned",0.15282410013724501,0.118736216293509,0.16512630366401199]
[90001,17609,"SCE","Southern California Edison Co","CA","Bundled","Investor Owned",0.15282410013724501,0.118736216293509,0.16512630366401199]
[90002,17609,"SCE","Southern California Edison Co","CA","Bundled","Investor Owned",0.15282410013724501,0.118736216293509,0.16512630366401199]
[92318,17609,"SCE","Southern California Edison Co","CA","Bundled","Investor Owned",0.15282410013724501,0.118736216293509,0.16512630366401199]
[92316,17609,"SCE","Southern California Edison Co","CA","Bundled","Investor Owned",0.15282410013724501,0.118736216293509,0.16512630366401199]
[92317,17609,"SCE","Southern California Edison Co","CA","Bundled","Investor Owned",0.15282410013724501,0.118736216293509,0.16512630366401199]
[92312,17609,"SCE","Southern California Edison Co","CA","Bundled","Investor Owned",0.15282410013724501,0.118736216293509,0.16512630366401199]
[93024,17609,"SCE","Southern California Edison Co","CA","Bundled","Investor Owned",0.15282410013724501,0.118736216293509,0.16512630366401199]
[93670,17609,"SCE","Southern California Edison Co","CA","Bundled","Investor Owned",0.15282410013724501,0.118736216293509,0.16512630366401199]
[91040,17609,"SCE","Southern California Edison Co","CA","Bundled","Investor Owned",0.15282410013724501,0.118736216293509,0.16512630366401199]
[92531,17609,"SCE","Southern California Edison Co","CA","Bundled","Investor Owned",0.15282410013724501,0.118736216293509,0.16512630366401199]
[90714,17609,"SCE","Southern California Edison Co","CA","Bundled","Investor Owned",0.15282410013724501,0.118736216293509,0.16512630366401199]
[90715,17609,"SCE","Southern California Edison Co","CA","Bundled","Investor Owned",0.15282410013724501,0.118736216293509,0.16512630366401199]
[90716,17609,"SCE","Southern California Edison Co","CA","Bundled","Investor Owned",0.15282410013724501,0.118736216293509,0.16512630366401199]
[90717,17609,"SCE","Southern California Edison Co","CA","Bundled","Investor Owned",0.15282410013724501,0.118736216293509,0.16512630366401199]
[90710,17609,"SCE","Southern California Edison Co","CA","Bundled","Investor Owned",0.15282410013724501,0.118736216293509,0.16512630366401199]
[90711,17609,"SCE","Southern California Edison Co","CA","Bundled","Investor Owned",0.15282410013724501,0.118736216293509,0.16512630366401199]
[90712,17609,"SCE","Southern California Edison Co","CA","Bundled","Investor Owned",0.15282410013724501,0.118736216293509,0.16512630366401199]
[90713,17609,"SCE","Southern California Edison Co","CA","Bundled","Investor Owned",0.15282410013724501,0.118736216293509,0.16512630366401199]
[91390,17609,"SCE","Southern California Edison Co","CA","Bundled","Investor Owned",0.15282410013724501,0.118736216293509,0.16512630366401199]
[93539,17609,"SCE","Southern California Edison Co","CA","Bundled","Investor Owned",0.15282410013724501,0.118736216293509,0.16512630366401199]
[93531,17609,"SCE","Southern California Edison Co","CA","Bundled","Investor Owned",0.15282410013724501,0.118736216293509,0.16512630366401199]
[93530,17609,"SCE","Southern California Edison Co","CA","Bundled","Investor Owned",0.15282410013724501,0.118736216293509,0.16512630366401199]
[93532,17609,"SCE","Southern California Edison Co","CA","Bundled","Investor Owned",0.15282410013724501,0.118736216293509,0.16512630366401199]
[93535,17609,"SCE","Southern California Edison Co","CA","Bundled","Investor Owned",0.15282410013724501,0.118736216293509,0.16512630366401199]
[93534,17609,"SCE","Southern California Edison Co","CA","Bundled","Investor Owned",0.15282410013724501,0.118736216293509,0.16512630366401199]
[93536,17609,"SCE","Southern California Edison Co","CA","Bundled","Investor Owned",0.15282410013724501,0.118736216293509,0.16512630366401199]
[93041,17609,"SCE","Southern California Edison Co","CA","Bundled","Investor Owned",0.15282410013724501,0.118736216293509,0.16512630366401199]
[93040,17609,"SCE","Southern California Edison Co","CA","Bundled","Investor Owned",0.15282410013724501,0.118736216293509,0.16512630366401199]
[93042,17609,"SCE","Southern California Edison Co","CA","Bundled","Investor Owned",0.15282410013724501,0.118736216293509,0.16512630366401199]
[92837,17609,"SCE","Southern California Edison Co","CA","Bundled","Investor Owned",0.15282410013724501,0.118736216293509,0.16512630366401199]
[92836,17609,"SCE","Southern California Edison Co","CA","Bundled","Investor Owned",0.15282410013724501,0.118736216293509,0.16512630366401199]
[92583,17609,"SCE","Southern California Edison Co","CA","Bundled","Investor Owned",0.15282410013724501,0.118736216293509,0.16512630366401199]
[92582,17609,"SCE","Southern California Edison Co","CA","Bundled","Investor Owned",0.15282410013724501,0.118736216293509,0.16512630366401199]
[92581,17609,"SCE","Southern California Edison Co","CA","Bundled","Investor Owned",0.15282410013724501,0.118736216293509,0.16512630366401199]
[92587,17609,"SCE","Southern California Edison Co","CA","Bundled","Investor Owned",0.15282410013724501,0.118736216293509,0.16512630366401199]
[92586,17609,"SCE","Southern California Edison Co","CA","Bundled","Investor Owned",0.15282410013724501,0.118736216293509,0.16512630366401199]
[92585,17609,"SCE","Southern California Edison Co","CA","Bundled","Investor Owned",0.15282410013724501,0.118736216293509,0.16512630366401199]
[92584,17609,"SCE","Southern California Edison Co","CA","Bundled","Investor Owned",0.15282410013724501,0.118736216293509,0.16512630366401199]
[92589,17609,"SCE","Southern California Edison Co","CA","Bundled","Investor Owned",0.15282410013724501,0.118736216293509,0.16512630366401199]
[92059,17609,"SCE","Southern California Edison Co","CA","Bundled","Investor Owned",0.15282410013724501,0.118736216293509,0.16512630366401199]
[90620,17609,"SCE","Southern California Edison Co","CA","Bundled","Investor Owned",0.15282410013724501,0.118736216293509,0.16512630366401199]
[91748,17609,"SCE","Southern California Edison Co","CA","Bundled","Investor Owned",0.15282410013724501,0.118736216293509,0.16512630366401199]
[91740,17609,"SCE","Southern California Edison Co","CA","Bundled","Investor Owned",0.15282410013724501,0.118736216293509,0.16512630366401199]
[91744,17609,"SCE","Southern California Edison Co","CA","Bundled","Investor Owned",0.15282410013724501,0.118736216293509,0.16512630366401199]
[92210,17609,"SCE","Southern California Edison Co","CA","Bundled","Investor Owned",0.15282410013724501,0.118736216293509,0.16512630366401199]
[93517,17609,"SCE","Southern California Edison Co","CA","Bundled","Investor Owned",0.15282410013724501,0.118736216293509,0.16512630366401199]
[93510,17609,"SCE","Southern California Edison Co","CA","Bundled","Investor Owned",0.15282410013724501,0.118736216293509,0.16512630366401199]
[91301,17609,"SCE","Southern California Edison Co","CA","Bundled","Investor Owned",0.15282410013724501,0.118736216293509,0.16512630366401199]
[91302,17609,"SCE","Southern California Edison Co","CA","Bundled","Investor Owned",0.15282410013724501,0.118736216293509,0.16512630366401199]
[90822,17609,"SCE","Southern California Edison Co","CA","Bundled","Investor Owned",0.15282410013724501,0.118736216293509,0.16512630366401199]
[91768,17609,"SCE","Southern California Edison Co","CA","Bundled","Investor Owned",0.15282410013724501,0.118736216293509,0.16512630366401199]
[91769,17609,"SCE","Southern California Edison Co","CA","Bundled","Investor Owned",0.15282410013724501,0.118736216293509,0.16512630366401199]
[91735,17609,"SCE","Southern California Edison Co","CA","Bundled","Investor Owned",0.15282410013724501,0.118736216293509,0.16512630366401199]
[90610,17609,"SCE","Southern California Edison Co","CA","Bundled","Investor Owned",0.15282410013724501,0.118736216293509,0.16512630366401199]
[92509,17609,"SCE","Southern California Edison Co","CA","Bundled","Investor Owned",0.15282410013724501,0.118736216293509,0.16512630366401199]
[92508,17609,"SCE","Southern California Edison Co","CA","Bundled","Investor Owned",0.15282410013724501,0.118736216293509,0.16512630366401199]
[92503,17609,"SCE","Southern California Edison Co","CA","Bundled","Investor Owned",0.15282410013724501,0.118736216293509,0.16512630366401199]
[92501,17609,"SCE","Southern California Edison Co","CA","Bundled","Investor Owned",0.15282410013724501,0.118736216293509,0.16512630366401199]
[92507,17609,"SCE","Southern California Edison Co","CA","Bundled","Investor Owned",0.15282410013724501,0.118736216293509,0.16512630366401199]
[92506,17609,"SCE","Southern California Edison Co","CA","Bundled","Investor Owned",0.15282410013724501,0.118736216293509,0.16512630366401199]
[92505,17609,"SCE","Southern California Edison Co","CA","Bundled","Investor Owned",0.15282410013724501,0.118736216293509,0.16512630366401199]
[92504,17609,"SCE","Southern California Edison Co","CA","Bundled","Investor Owned",0.15282410013724501,0.118736216293509,0.16512630366401199]
[92799,17609,"SCE","Southern California Edison Co","CA","Bundled","Investor Owned",0.15282410013724501,0.118736216293509,0.16512630366401199]
[93160,17609,"SCE","Southern California Edison Co","CA","Bundled","Investor Owned",0.15282410013724501,0.118736216293509,0.16512630366401199]
[92712,17609,"SCE","Southern California Edison Co","CA","Bundled","Investor Owned",0.15282410013724501,0.118736216293509,0.16512630366401199]
[92708,17609,"SCE","Southern California Edison Co","CA","Bundled","Investor Owned",0.15282410013724501,0.118736216293509,0.16512630366401199]
[92707,17609,"SCE","Southern California Edison Co","CA","Bundled","Investor Owned",0.15282410013724501,0.118736216293509,0.16512630366401199]
[93287,17609,"SCE","Southern California Edison Co","CA","Bundled","Investor Owned",0.15282410013724501,0.118736216293509,0.16512630366401199]
[93286,17609,"SCE","Southern California Edison Co","CA","Bundled","Investor Owned",0.15282410013724501,0.118736216293509,0.16512630366401199]
[93285,17609,"SCE","Southern California Edison Co","CA","Bundled","Investor Owned",0.15282410013724501,0.118736216293509,0.16512630366401199]
[93283,17609,"SCE","Southern California Edison Co","CA","Bundled","Investor Owned",0.15282410013724501,0.118736216293509,0.16512630366401199]
[93280,17609,"SCE","Southern California Edison Co","CA","Bundled","Investor Owned",0.15282410013724501,0.118736216293509,0.16512630366401199]
[91344,17609,"SCE","Southern California Edison Co","CA","Bundled","Investor Owned",0.15282410013724501,0.118736216293509,0.16512630366401199]
[91342,17609,"SCE","Southern California Edison Co","CA","Bundled","Investor Owned",0.15282410013724501,0.118736216293509,0.16512630366401199]
[90621,17609,"SCE","Southern California Edison Co","CA","Bundled","Investor Owned",0.15282410013724501,0.118736216293509,0.16512630366401199]
[93062,17609,"SCE","Southern California Edison Co","CA","Bundled","Investor Owned",0.15282410013724501,0.118736216293509,0.16512630366401199]
[90033,17609,"SCE","Southern California Edison Co","CA","Bundled","Investor Owned",0.15282410013724501,0.118736216293509,0.16512630366401199]
[92371,17609,"SCE","Southern California Edison Co","CA","Bundled","Investor Owned",0.15282410013724501,0.118736216293509,0.16512630366401199]
[93094,17609,"SCE","Southern California Edison Co","CA","Bundled","Investor Owned",0.15282410013724501,0.118736216293509,0.16512630366401199]
[93099,17609,"SCE","Southern California Edison Co","CA","Bundled","Investor Owned",0.15282410013724501,0.118736216293509,0.16512630366401199]
[92397,17609,"SCE","Southern California Edison Co","CA","Bundled","Investor Owned",0.15282410013724501,0.118736216293509,0.16512630366401199]
[92392,17609,"SCE","Southern California Edison Co","CA","Bundled","Investor Owned",0.15282410013724501,0.118736216293509,0.16512630366401199]
[92393,17609,"SCE","Southern California Edison Co","CA","Bundled","Investor Owned",0.15282410013724501,0.118736216293509,0.16512630366401199]
[92879,17609,"SCE","Southern California Edison Co","CA","Bundled","Investor Owned",0.15282410013724501,0.118736216293509,0.16512630366401199]
[92878,17609,"SCE","Southern California Edison Co","CA","Bundled","Investor Owned",0.15282410013724501,0.118736216293509,0.16512630366401199]
[92877,17609,"SCE","Southern California Edison Co","CA","Bundled","Investor Owned",0.15282410013724501,0.118736216293509,0.16512630366401199]
[92871,17609,"SCE","Southern California Edison Co","CA","Bundled","Investor Owned",0.15282410013724501,0.118736216293509,0.16512630366401199]
[92870,17609,"SCE","Southern California Edison Co","CA","Bundled","Investor Owned",0.15282410013724501,0.118736216293509,0.16512630366401199]
[90241,17609,"SCE","Southern California Edison Co","CA","Bundled","Investor Owned",0.15282410013724501,0.118736216293509,0.16512630366401199]
[90245,17609,"SCE","Southern California Edison Co","CA","Bundled","Investor Owned",0.15282410013724501,0.118736216293509,0.16512630366401199]
[90242,17609,"SCE","Southern California Edison Co","CA","Bundled","Investor Owned",0.15282410013724501,0.118736216293509,0.16512630366401199]
[90240,17609,"SCE","Southern California Edison Co","CA","Bundled","Investor Owned",0.15282410013724501,0.118736216293509,0.16512630366401199]
[90247,17609,"SCE","Southern California Edison Co","CA","Bundled","Investor Owned",0.15282410013724501,0.118736216293509,0.16512630366401199]
[90248,17609,"SCE","Southern California Edison Co","CA","Bundled","Investor Owned",0.15282410013724501,0.118736216293509,0.16512630366401199]
[90249,17609,"SCE","Southern California Edison Co","CA","Bundled","Investor Owned",0.15282410013724501,0.118736216293509,0.16512630366401199]
[95364,17609,"SCE","Southern California Edison Co","CA","Bundled","Investor Owned",0.15282410013724501,0.118736216293509,0.16512630366401199]
[93207,17609,"SCE","Southern California Edison Co","CA","Bundled","Investor Owned",0.15282410013724501,0.118736216293509,0.16512630366401199]
[93205,17609,"SCE","Southern California Edison Co","CA","Bundled","Investor Owned",0.15282410013724501,0.118736216293509,0.16512630366401199]
[93202,17609,"SCE","Southern California Edison Co","CA","Bundled","Investor Owned",0.15282410013724501,0.118736216293509,0.16512630366401199]
[90721,17609,"SCE","Southern California Edison Co","CA","Bundled","Investor Owned",0.15282410013724501,0.118736216293509,0.16512630366401199]
[90720,17609,"SCE","Southern California Edison Co","CA","Bundled","Investor Owned",0.15282410013724501,0.118736216293509,0.16512630366401199]
[90723,17609,"SCE","Southern California Edison Co","CA","Bundled","Investor Owned",0.15282410013724501,0.118736216293509,0.16512630366401199]
[92617,17609,"SCE","Southern California Edison Co","CA","Bundled","Investor Owned",0.15282410013724501,0.118736216293509,0.16512630366401199]
[92615,17609,"SCE","Southern California Edison Co","CA","Bundled","Investor Owned",0.15282410013724501,0.118736216293509,0.16512630366401199]
[92614,17609,"SCE","Southern California Edison Co","CA","Bundled","Investor Owned",0.15282410013724501,0.118736216293509,0.16512630366401199]
[92612,17609,"SCE","Southern California Edison Co","CA","Bundled","Investor Owned",0.15282410013724501,0.118736216293509,0.16512630366401199]
[92610,17609,"SCE","Southern California Edison Co","CA","Bundled","Investor Owned",0.15282410013724501,0.118736216293509,0.16512630366401199]
[92619,17609,"SCE","Southern California Edison Co","CA","Bundled","Investor Owned",0.15282410013724501,0.118736216293509,0.16512630366401199]
[92618,17609,"SCE","Southern California Edison Co","CA","Bundled","Investor Owned",0.15282410013724501,0.118736216293509,0.16512630366401199]
[93208,17609,"SCE","Southern California Edison Co","CA","Bundled","Investor Owned",0.15282410013724501,0.118736216293509,0.16512630366401199]
[93203,17609,"SCE","Southern California Edison Co","CA","Bundled","Investor Owned",0.15282410013724501,0.118736216293509,0.16512630366401199]
[93562,17609,"SCE","Southern California Edison Co","CA","Bundled","Investor Owned",0.15282410013724501,0.118736216293509,0.16512630366401199]
[93560,17609,"SCE","Southern California Edison Co","CA","Bundled","Investor Owned",0.15282410013724501,0.118736216293509,0.16512630366401199]
[93561,17609,"SCE","Southern California Edison Co","CA","Bundled","Investor Owned",0.15282410013724501,0.118736216293509,0.16512630366401199]
[92368,17609,"SCE","Southern California Edison Co","CA","Bundled","Investor Owned",0.15282410013724501,0.118736216293509,0.16512630366401199]
[92366,17609,"SCE","Southern California Edison Co","CA","Bundled","Investor Owned",0.15282410013724501,0.118736216293509,0.16512630366401199]
[92365,17609,"SCE","Southern California Edison Co","CA","Bundled","Investor Owned",0.15282410013724501,0.118736216293509,0.16512630366401199]
[92364,17609,"SCE","Southern California Edison Co","CA","Bundled","Investor Owned",0.15282410013724501,0.118736216293509,0.16512630366401199]
[92363,17609,"SCE","Southern California Edison Co","CA","Bundled","Investor Owned",0.15282410013724501,0.118736216293509,0.16512630366401199]
[93014,17609,"SCE","Southern California Edison Co","CA","Bundled","Investor Owned",0.15282410013724501,0.118736216293509,0.16512630366401199]
[93012,17609,"SCE","Southern California Edison Co","CA","Bundled","Investor Owned",0.15282410013724501,0.118736216293509,0.16512630366401199]
[92004,17609,"SCE","Southern California Edison Co","CA","Bundled","Investor Owned",0.15282410013724501,0.118736216293509,0.16512630366401199]
[91771,17609,"SCE","Southern California Edison Co","CA","Bundled","Investor Owned",0.15282410013724501,0.118736216293509,0.16512630366401199]
[91772,17609,"SCE","Southern California Edison Co","CA","Bundled","Investor Owned",0.15282410013724501,0.118736216293509,0.16512630366401199]
[91778,17609,"SCE","Southern California Edison Co","CA","Bundled","Investor Owned",0.15282410013724501,0.118736216293509,0.16512630366401199]
[93190,17609,"SCE","Southern California Edison Co","CA","Bundled","Investor Owned",0.15282410013724501,0.118736216293509,0.16512630366401199]
[93199,17609,"SCE","Southern California Edison Co","CA","Bundled","Investor Owned",0.15282410013724501,0.118736216293509,0.16512630366401199]
[92616,17609,"SCE","Southern California Edison Co","CA","Bundled","Investor Owned",0.15282410013724501,0.118736216293509,0.16512630366401199]
[93563,17609,"SCE","Southern California Edison Co","CA","Bundled","Investor Owned",0.15282410013724501,0.118736216293509,0.16512630366401199]
[91358,17609,"SCE","Southern California Edison Co","CA","Bundled","Investor Owned",0.15282410013724501,0.118736216293509,0.16512630366401199]
[92698,17609,"SCE","Southern California Edison Co","CA","Bundled","Investor Owned",0.15282410013724501,0.118736216293509,0.16512630366401199]
[92697,17609,"SCE","Southern California Edison Co","CA","Bundled","Investor Owned",0.15282410013724501,0.118736216293509,0.16512630366401199]
[92692,17609,"SCE","Southern California Edison Co","CA","Bundled","Investor Owned",0.15282410013724501,0.118736216293509,0.16512630366401199]
[92691,17609,"SCE","Southern California Edison Co","CA","Bundled","Investor Owned",0.15282410013724501,0.118736216293509,0.16512630366401199]
[90640,17609,"SCE","Southern California Edison Co","CA","Bundled","Investor Owned",0.15282410013724501,0.118736216293509,0.16512630366401199]
[91066,17609,"SCE","Southern California Edison Co","CA","Bundled","Investor Owned",0.15282410013724501,0.118736216293509,0.16512630366401199]
[92086,17609,"SCE","Southern California Edison Co","CA","Bundled","Investor Owned",0.15282410013724501,0.118736216293509,0.16512630366401199]
[91737,17609,"SCE","Southern California Edison Co","CA","Bundled","Investor Owned",0.15282410013724501,0.118736216293509,0.16512630366401199]
[91731,17609,"SCE","Southern California Edison Co","CA","Bundled","Investor Owned",0.15282410013724501,0.118736216293509,0.16512630366401199]
[92280,17609,"SCE","Southern California Edison Co","CA","Bundled","Investor Owned",0.15282410013724501,0.118736216293509,0.16512630366401199]
[92240,17609,"SCE","Southern California Edison Co","CA","Bundled","Investor Owned",0.15282410013724501,0.118736216293509,0.16512630366401199]
[92241,17609,"SCE","Southern California Edison Co","CA","Bundled","Investor Owned",0.15282410013724501,0.118736216293509,0.16512630366401199]
[93118,17609,"SCE","Southern California Edison Co","CA","Bundled","Investor Owned",0.15282410013724501,0.118736216293509,0.16512630366401199]
[93111,17609,"SCE","Southern California Edison Co","CA","Bundled","Investor Owned",0.15282410013724501,0.118736216293509,0.16512630366401199]
[93110,17609,"SCE","Southern California Edison Co","CA","Bundled","Investor Owned",0.15282410013724501,0.118736216293509,0.16512630366401199]
[93117,17609,"SCE","Southern California Edison Co","CA","Bundled","Investor Owned",0.15282410013724501,0.118736216293509,0.16512630366401199]
[93116,17609,"SCE","Southern California Edison Co","CA","Bundled","Investor Owned",0.15282410013724501,0.118736216293509,0.16512630366401199]
[90853,17609,"SCE","Southern California Edison Co","CA","Bundled","Investor Owned",0.15282410013724501,0.118736216293509,0.16512630366401199]
[96107,17609,"SCE","Southern California Edison Co","CA","Bundled","Investor Owned",0.15282410013724501,0.118736216293509,0.16512630366401199]
[91206,17609,"SCE","Southern California Edison Co","CA","Bundled","Investor Owned",0.15282410013724501,0.118736216293509,0.16512630366401199]
[91372,17609,"SCE","Southern California Edison Co","CA","Bundled","Investor Owned",0.15282410013724501,0.118736216293509,0.16512630366401199]
[92369,17609,"SCE","Southern California Edison Co","CA","Bundled","Investor Owned",0.15282410013724501,0.118736216293509,0.16512630366401199]
[91730,17609,"SCE","Southern California Edison Co","CA","Bundled","Investor Owned",0.15282410013724501,0.118736216293509,0.16512630366401199]
[91310,17609,"SCE","Southern California Edison Co","CA","Bundled","Investor Owned",0.15282410013724501,0.118736216293509,0.16512630366401199]
[92553,17609,"SCE","Southern California Edison Co","CA","Bundled","Investor Owned",0.15282410013724501,0.118736216293509,0.16512630366401199]
[92555,17609,"SCE","Southern California Edison Co","CA","Bundled","Investor Owned",0.15282410013724501,0.118736216293509,0.16512630366401199]
[92557,17609,"SCE","Southern California Edison Co","CA","Bundled","Investor Owned",0.15282410013724501,0.118736216293509,0.16512630366401199]
[93603,17609,"SCE","Southern California Edison Co","CA","Bundled","Investor Owned",0.15282410013724501,0.118736216293509,0.16512630366401199]
[93605,17609,"SCE","Southern California Edison Co","CA","Bundled","Investor Owned",0.15282410013724501,0.118736216293509,0.16512630366401199]
[93604,17609,"SCE","Southern California Edison Co","CA","Bundled","Investor Owned",0.15282410013724501,0.118736216293509,0.16512630366401199]
[93016,17609,"SCE","Southern California Edison Co","CA","Bundled","Investor Owned",0.15282410013724501,0.118736216293509,0.16512630366401199]
[93015,17609,"SCE","Southern California Edison Co","CA","Bundled","Investor Owned",0.15282410013724501,0.118736216293509,0.16512630366401199]
[93013,17609,"SCE","Southern California Edison Co","CA","Bundled","Investor Owned",0.15282410013724501,0.118736216293509,0.16512630366401199]
[93010,17609,"SCE","Southern California Edison Co","CA","Bundled","Investor Owned",0.15282410013724501,0.118736216293509,0.16512630366401199]
[93011,17609,"SCE","Southern California Edison Co","CA","Bundled","Investor Owned",0.15282410013724501,0.118736216293509,0.16512630366401199]
[93664,17609,"SCE","Southern California Edison Co","CA","Bundled","Investor Owned",0.15282410013724501,0.118736216293509,0.16512630366401199]
[92821,17609,"SCE","Southern California Edison Co","CA","Bundled","Investor Owned",0.15282410013724501,0.118736216293509,0.16512630366401199]
[92822,17609,"SCE","Southern California Edison Co","CA","Bundled","Investor Owned",0.15282410013724501,0.118736216293509,0.16512630366401199]
[92823,17609,"SCE","Southern California Edison Co","CA","Bundled","Investor Owned",0.15282410013724501,0.118736216293509,0.16512630366401199]
[91107,17609,"SCE","Southern California Edison Co","CA","Bundled","Investor Owned",0.15282410013724501,0.118736216293509,0.16512630366401199]
[91104,17609,"SCE","Southern California Edison Co","CA","Bundled","Investor Owned",0.15282410013724501,0.118736216293509,0.16512630366401199]
[91108,17609,"SCE","Southern California Edison Co","CA","Bundled","Investor Owned",0.15282410013724501,0.118736216293509,0.16512630366401199]
[93254,17609,"SCE","Southern California Edison Co","CA","Bundled","Investor Owned",0.15282410013724501,0.118736216293509,0.16512630366401199]
[93255,17609,"SCE","Southern California Edison Co","CA","Bundled","Investor Owned",0.15282410013724501,0.118736216293509,0.16512630366401199]
[93256,17609,"SCE","Southern California Edison Co","CA","Bundled","Investor Owned",0.15282410013724501,0.118736216293509,0.16512630366401199]
[93257,17609,"SCE","Southern California Edison Co","CA","Bundled","Investor Owned",0.15282410013724501,0.118736216293509,0.16512630366401199]
[93250,17609,"SCE","Southern California Edison Co","CA","Bundled","Investor Owned",0.15282410013724501,0.118736216293509,0.16512630366401199]
[93252,17609,"SCE","Southern California Edison Co","CA","Bundled","Investor Owned",0.15282410013724501,0.118736216293509,0.16512630366401199]
[93258,17609,"SCE","Southern California Edison Co","CA","Bundled","Investor Owned",0.15282410013724501,0.118736216293509,0.16512630366401199]
[91706,17609,"SCE","Southern California Edison Co","CA","Bundled","Investor Owned",0.15282410013724501,0.118736216293509,0.16512630366401199]
[92649,17609,"SCE","Southern California Edison Co","CA","Bundled","Investor Owned",0.15282410013724501,0.118736216293509,0.16512630366401199]
[92646,17609,"SCE","Southern California Edison Co","CA","Bundled","Investor Owned",0.15282410013724501,0.118736216293509,0.16512630366401199]
[92647,17609,"SCE","Southern California Edison Co","CA","Bundled","Investor Owned",0.15282410013724501,0.118736216293509,0.16512630366401199]
[91702,17609,"SCE","Southern California Edison Co","CA","Bundled","Investor Owned",0.15282410013724501,0.118736216293509,0.16512630366401199]
[90061,17609,"SCE","Southern California Edison Co","CA","Bundled","Investor Owned",0.15282410013724501,0.118736216293509,0.16512630366401199]
[93277,17609,"SCE","Southern California Edison Co","CA","Bundled","Investor Owned",0.15282410013724501,0.118736216293509,0.16512630366401199]
[93272,17609,"SCE","Southern California Edison Co","CA","Bundled","Investor Owned",0.15282410013724501,0.118736216293509,0.16512630366401199]
[92334,17609,"SCE","Southern California Edison Co","CA","Bundled","Investor Owned",0.15282410013724501,0.118736216293509,0.16512630366401199]
[92335,17609,"SCE","Southern California Edison Co","CA","Bundled","Investor Owned",0.15282410013724501,0.118736216293509,0.16512630366401199]
[92336,17609,"SCE","Southern California Edison Co","CA","Bundled","Investor Owned",0.15282410013724501,0.118736216293509,0.16512630366401199]
[92337,17609,"SCE","Southern California Edison Co","CA","Bundled","Investor Owned",0.15282410013724501,0.118736216293509,0.16512630366401199]
[92331,17609,"SCE","Southern California Edison Co","CA","Bundled","Investor Owned",0.15282410013724501,0.118736216293509,0.16512630366401199]
[92332,17609,"SCE","Southern California Edison Co","CA","Bundled","Investor Owned",0.15282410013724501,0.118736216293509,0.16512630366401199]
[92338,17609,"SCE","Southern California Edison Co","CA","Bundled","Investor Owned",0.15282410013724501,0.118736216293509,0.16512630366401199]
[92339,17609,"SCE","Southern California Edison Co","CA","Bundled","Investor Owned",0.15282410013724501,0.118736216293509,0.16512630366401199]
[93596,17609,"SCE","Southern California Edison Co","CA","Bundled","Investor Owned",0.15282410013724501,0.118736216293509,0.16512630366401199]
[93591,17609,"SCE","Southern California Edison Co","CA","Bundled","Investor Owned",0.15282410013724501,0.118736216293509,0.16512630366401199]
[93590,17609,"SCE","Southern California Edison Co","CA","Bundled","Investor Owned",0.15282410013724501,0.118736216293509,0.16512630366401199]
[91383,17609,"SCE","Southern California Edison Co","CA","Bundled","Investor Owned",0.15282410013724501,0.118736216293509,0.16512630366401199]
[91722,17609,"SCE","Southern California Edison Co","CA","Bundled","Investor Owned",0.15282410013724501,0.118736216293509,0.16512630366401199]
[91723,17609,"SCE","Southern California Edison Co","CA","Bundled","Investor Owned",0.15282410013724501,0.118736216293509,0.16512630366401199]
[92846,17609,"SCE","Southern California Edison Co","CA","Bundled","Investor Owned",0.15282410013724501,0.118736216293509,0.16512630366401199]
[92660,17609,"SCE","Southern California Edison Co","CA","Bundled","Investor Owned",0.15282410013724501,0.118736216293509,0.16512630366401199]
[93516,17609,"SCE","Southern California Edison Co","CA","Bundled","Investor Owned",0.15282410013724501,0.118736216293509,0.16512630366401199]
[93514,17609,"SCE","Southern California Edison Co","CA","Bundled","Investor Owned",0.15282410013724501,0.118736216293509,0.16512630366401199]
[93513,17609,"SCE","Southern California Edison Co","CA","Bundled","Investor Owned",0.15282410013724501,0.118736216293509,0.16512630366401199]
[93512,17609,"SCE","Southern California Edison Co","CA","Bundled","Investor Owned",0.15282410013724501,0.118736216293509,0.16512630366401199]
[93519,17609,"SCE","Southern California Edison Co","CA","Bundled","Investor Owned",0.15282410013724501,0.118736216293509,0.16512630366401199]
[93518,17609,"SCE","Southern California Edison Co","CA","Bundled","Investor Owned",0.15282410013724501,0.118736216293509,0.16512630366401199]
[91770,17609,"SCE","Southern California Edison Co","CA","Bundled","Investor Owned",0.15282410013724501,0.118736216293509,0.16512630366401199]
[91773,17609,"SCE","Southern California Edison Co","CA","Bundled","Investor Owned",0.15282410013724501,0.118736216293509,0.16512630366401199]
[91776,17609,"SCE","Southern California Edison Co","CA","Bundled","Investor Owned",0.15282410013724501,0.118736216293509,0.16512630366401199]
[93067,17609,"SCE","Southern California Edison Co","CA","Bundled","Investor Owned",0.15282410013724501,0.118736216293509,0.16512630366401199]
[93066,17609,"SCE","Southern California Edison Co","CA","Bundled","Investor Owned",0.15282410013724501,0.118736216293509,0.16512630366401199]
[93065,17609,"SCE","Southern California Edison Co","CA","Bundled","Investor Owned",0.15282410013724501,0.118736216293509,0.16512630366401199]
[93064,17609,"SCE","Southern California Edison Co","CA","Bundled","Investor Owned",0.15282410013724501,0.118736216293509,0.16512630366401199]
[93063,17609,"SCE","Southern California Edison Co","CA","Bundled","Investor Owned",0.15282410013724501,0.118736216293509,0.16512630366401199]
[93061,17609,"SCE","Southern California Edison Co","CA","Bundled","Investor Owned",0.15282410013724501,0.118736216293509,0.16512630366401199]
[93060,17609,"SCE","Southern California Edison Co","CA","Bundled","Investor Owned",0.15282410013724501,0.118736216293509,0.16512630366401199]
[91030,17609,"SCE","Southern California Edison Co","CA","Bundled","Investor Owned",0.15282410013724501,0.118736216293509,0.16512630366401199]
[91031,17609,"SCE","Southern California Edison Co","CA","Bundled","Investor Owned",0.15282410013724501,0.118736216293509,0.16512630366401199]
[91382,17609,"SCE","Southern California Edison Co","CA","Bundled","Investor Owned",0.15282410013724501,0.118736216293509,0.16512630366401199]
[93306,17609,"SCE","Southern California Edison Co","CA","Bundled","Investor Owned",0.15282410013724501,0.118736216293509,0.16512630366401199]
[93307,17609,"SCE","Southern California Edison Co","CA","Bundled","Investor Owned",0.15282410013724501,0.118736216293509,0.16512630366401199]
[93308,17609,"SCE","Southern California Edison Co","CA","Bundled","Investor Owned",0.15282410013724501,0.118736216293509,0.16512630366401199]
[92780,17609,"SCE","Southern California Edison Co","CA","Bundled","Investor Owned",0.15282410013724501,0.118736216293509,0.16512630366401199]
[90307,17609,"SCE","Southern California Edison Co","CA","Bundled","Investor Owned",0.15282410013724501,0.118736216293509,0.16512630366401199]
[90306,17609,"SCE","Southern California Edison Co","CA","Bundled","Investor Owned",0.15282410013724501,0.118736216293509,0.16512630366401199]
[90305,17609,"SCE","Southern California Edison Co","CA","Bundled","Investor Owned",0.15282410013724501,0.118736216293509,0.16512630366401199]
[90304,17609,"SCE","Southern California Edison Co","CA","Bundled","Investor Owned",0.15282410013724501,0.118736216293509,0.16512630366401199]
[90303,17609,"SCE","Southern California Edison Co","CA","Bundled","Investor Owned",0.15282410013724501,0.118736216293509,0.16512630366401199]
[90302,17609,"SCE","Southern California Edison Co","CA","Bundled","Investor Owned",0.15282410013724501,0.118736216293509,0.16512630366401199]
[90301,17609,"SCE","Southern California Edison Co","CA","Bundled","Investor Owned",0.15282410013724501,0.118736216293509,0.16512630366401199]
[90309,17609,"SCE","Southern California Edison Co","CA","Bundled","Investor Owned",0.15282410013724501,0.118736216293509,0.16512630366401199]
[92270,17609,"SCE","Southern California Edison Co","CA","Bundled","Investor Owned",0.15282410013724501,0.118736216293509,0.16512630366401199]
[92274,17609,"SCE","Southern California Edison Co","CA","Bundled","Investor Owned",0.15282410013724501,0.118736216293509,0.16512630366401199]
[92277,17609,"SCE","Southern California Edison Co","CA","Bundled","Investor Owned",0.15282410013724501,0.118736216293509,0.16512630366401199]
[92276,17609,"SCE","Southern California Edison Co","CA","Bundled","Investor Owned",0.15282410013724501,0.118736216293509,0.16512630366401199]
[92278,17609,"SCE","Southern California Edison Co","CA","Bundled","Investor Owned",0.15282410013724501,0.118736216293509,0.16512630366401199]
[92548,17609,"SCE","Southern California Edison Co","CA","Bundled","Investor Owned",0.15282410013724501,0.118736216293509,0.16512630366401199]
[92781,17609,"SCE","Southern California Edison Co","CA","Bundled","Investor Owned",0.15282410013724501,0.118736216293509,0.16512630366401199]
[90804,17609,"SCE","Southern California Edison Co","CA","Bundled","Investor Owned",0.15282410013724501,0.118736216293509,0.16512630366401199]
[90805,17609,"SCE","Southern California Edison Co","CA","Bundled","Investor Owned",0.15282410013724501,0.118736216293509,0.16512630366401199]
[90806,17609,"SCE","Southern California Edison Co","CA","Bundled","Investor Owned",0.15282410013724501,0.118736216293509,0.16512630366401199]
[90807,17609,"SCE","Southern California Edison Co","CA","Bundled","Investor Owned",0.15282410013724501,0.118736216293509,0.16512630366401199]
[90801,17609,"SCE","Southern California Edison Co","CA","Bundled","Investor Owned",0.15282410013724501,0.118736216293509,0.16512630366401199]
[90802,17609,"SCE","Southern California Edison Co","CA","Bundled","Investor Owned",0.15282410013724501,0.118736216293509,0.16512630366401199]
[90803,17609,"SCE","Southern California Edison Co","CA","Bundled","Investor Owned",0.15282410013724501,0.118736216293509,0.16512630366401199]
[90808,17609,"SCE","Southern California Edison Co","CA","Bundled","Investor Owned",0.15282410013724501,0.118736216293509,0.16512630366401199]
[90809,17609,"SCE","Southern California Edison Co","CA","Bundled","Investor Owned",0.15282410013724501,0.118736216293509,0.16512630366401199]
[93599,17609,"SCE","Southern California Edison Co","CA","Bundled","Investor Owned",0.15282410013724501,0.118736216293509,0.16512630366401199]
[93592,17609,"SCE","Southern California Edison Co","CA","Bundled","Investor Owned",0.15282410013724501,0.118736216293509,0.16512630366401199]
[90633,17609,"SCE","Southern California Edison Co","CA","Bundled","Investor Owned",0.15282410013724501,0.118736216293509,0.16512630366401199]
[90632,17609,"SCE","Southern California Edison Co","CA","Bundled","Investor Owned",0.15282410013724501,0.118736216293509,0.16512630366401199]
[90637,17609,"SCE","Southern California Edison Co","CA","Bundled","Investor Owned",0.15282410013724501,0.118736216293509,0.16512630366401199]
[90631,17609,"SCE","Southern California Edison Co","CA","Bundled","Investor Owned",0.15282410013724501,0.118736216293509,0.16512630366401199]
[90630,17609,"SCE","Southern California Edison Co","CA","Bundled","Investor Owned",0.15282410013724501,0.118736216293509,0.16512630366401199]
[90638,17609,"SCE","Southern California Edison Co","CA","Bundled","Investor Owned",0.15282410013724501,0.118736216293509,0.16512630366401199]
[92561,17609,"SCE","Southern California Edison Co","CA","Bundled","Investor Owned",0.15282410013724501,0.118736216293509,0.16512630366401199]
[92563,17609,"SCE","Southern California Edison Co","CA","Bundled","Investor Owned",0.15282410013724501,0.118736216293509,0.16512630366401199]
[92564,17609,"SCE","Southern California Edison Co","CA","Bundled","Investor Owned",0.15282410013724501,0.118736216293509,0.16512630366401199]
[92567,17609,"SCE","Southern California Edison Co","CA","Bundled","Investor Owned",0.15282410013724501,0.118736216293509,0.16512630366401199]
[92382,17609,"SCE","Southern California Edison Co","CA","Bundled","Investor Owned",0.15282410013724501,0.118736216293509,0.16512630366401199]
[92389,17609,"SCE","Southern California Edison Co","CA","Bundled","Investor Owned",0.15282410013724501,0.118736216293509,0.16512630366401199]
[92314,17609,"SCE","Southern California Edison Co","CA","Bundled","Investor Owned",0.15282410013724501,0.118736216293509,0.16512630366401199]
[92313,17609,"SCE","Southern California Edison Co","CA","Bundled","Investor Owned",0.15282410013724501,0.118736216293509,0.16512630366401199]
[92310,17609,"SCE","Southern California Edison Co","CA","Bundled","Investor Owned",0.15282410013724501,0.118736216293509,0.16512630366401199]
[92311,17609,"SCE","Southern California Edison Co","CA","Bundled","Investor Owned",0.15282410013724501,0.118736216293509,0.16512630366401199]
[92562,17609,"SCE","Southern California Edison Co","CA","Bundled","Investor Owned",0.15282410013724501,0.118736216293509,0.16512630366401199]
[92811,17609,"SCE","Southern California Edison Co","CA","Bundled","Investor Owned",0.15282410013724501,0.118736216293509,0.16512630366401199]
[93140,17609,"SCE","Southern California Edison Co","CA","Bundled","Investor Owned",0.15282410013724501,0.118736216293509,0.16512630366401199]
[92385,17609,"SCE","Southern California Edison Co","CA","Bundled","Investor Owned",0.15282410013724501,0.118736216293509,0.16512630366401199]
[92384,17609,"SCE","Southern California Edison Co","CA","Bundled","Investor Owned",0.15282410013724501,0.118736216293509,0.16512630366401199]
[92386,17609,"SCE","Southern California Edison Co","CA","Bundled","Investor Owned",0.15282410013724501,0.118736216293509,0.16512630366401199]
[90848,17609,"SCE","Southern California Edison Co","CA","Bundled","Investor Owned",0.15282410013724501,0.118736216293509,0.16512630366401199]
[92735,17609,"SCE","Southern California Edison Co","CA","Bundled","Investor Owned",0.15282410013724501,0.118736216293509,0.16512630366401199]
[90844,17609,"SCE","Southern California Edison Co","CA","Bundled","Investor Owned",0.15282410013724501,0.118736216293509,0.16512630366401199]
[93463,17609,"SCE","Southern California Edison Co","CA","Bundled","Investor Owned",0.15282410013724501,0.118736216293509,0.16512630366401199]
[93460,17609,"SCE","Southern California Edison Co","CA","Bundled","Investor Owned",0.15282410013724501,0.118736216293509,0.16512630366401199]
[93265,17609,"SCE","Southern California Edison Co","CA","Bundled","Investor Owned",0.15282410013724501,0.118736216293509,0.16512630366401199]
[93267,17609,"SCE","Southern California Edison Co","CA","Bundled","Investor Owned",0.15282410013724501,0.118736216293509,0.16512630366401199]
[93260,17609,"SCE","Southern California Edison Co","CA","Bundled","Investor Owned",0.15282410013724501,0.118736216293509,0.16512630366401199]
[93262,17609,"SCE","Southern California Edison Co","CA","Bundled","Investor Owned",0.15282410013724501,0.118736216293509,0.16512630366401199]
[91322,17609,"SCE","Southern California Edison Co","CA","Bundled","Investor Owned",0.15282410013724501,0.118736216293509,0.16512630366401199]
[91320,17609,"SCE","Southern California Edison Co","CA","Bundled","Investor Owned",0.15282410013724501,0.118736216293509,0.16512630366401199]
[91321,17609,"SCE","Southern California Edison Co","CA","Bundled","Investor Owned",0.15282410013724501,0.118736216293509,0.16512630366401199]
[91326,17609,"SCE","Southern California Edison Co","CA","Bundled","Investor Owned",0.15282410013724501,0.118736216293509,0.16512630366401199]
[92677,17609,"SCE","Southern California Edison Co","CA","Bundled","Investor Owned",0.15282410013724501,0.118736216293509,0.16512630366401199]
[92676,17609,"SCE","Southern California Edison Co","CA","Bundled","Investor Owned",0.15282410013724501,0.118736216293509,0.16512630366401199]
[92678,17609,"SCE","Southern California Edison Co","CA","Bundled","Investor Owned",0.15282410013724501,0.118736216293509,0.16512630366401199]
[90011,17609,"SCE","Southern California Edison Co","CA","Bundled","Investor Owned",0.15282410013724501,0.118736216293509,0.16512630366401199]
[92309,17609,"SCE","Southern California Edison Co","CA","Bundled","Investor Owned",0.15282410013724501,0.118736216293509,0.16512630366401199]
[92308,17609,"SCE","Southern California Edison Co","CA","Bundled","Investor Owned",0.15282410013724501,0.118736216293509,0.16512630366401199]
[92305,17609,"SCE","Southern California Edison Co","CA","Bundled","Investor Owned",0.15282410013724501,0.118736216293509,0.16512630366401199]
[92307,17609,"SCE","Southern California Edison Co","CA","Bundled","Investor Owned",0.15282410013724501,0.118736216293509,0.16512630366401199]
[92301,17609,"SCE","Southern California Edison Co","CA","Bundled","Investor Owned",0.15282410013724501,0.118736216293509,0.16512630366401199]
[92694,17609,"SCE","Southern California Edison Co","CA","Bundled","Investor Owned",0.15282410013724501,0.118736216293509,0.16512630366401199]
[96120,17609,"SCE","Southern California Edison Co","CA","Bundled","Investor Owned",0.15282410013724501,0.118736216293509,0.16512630366401199]
[92402,17609,"SCE","Southern California Edison Co","CA","Bundled","Investor Owned",0.15282410013724501,0.118736216293509,0.16512630366401199]
[92403,17609,"SCE","Southern California Edison Co","CA","Bundled","Investor Owned",0.15282410013724501,0.118736216293509,0.16512630366401199]
[92401,17609,"SCE","Southern California Edison Co","CA","Bundled","Investor Owned",0.15282410013724501,0.118736216293509,0.16512630366401199]
[92406,17609,"SCE","Southern California Edison Co","CA","Bundled","Investor Owned",0.15282410013724501,0.118736216293509,0.16512630366401199]
[92407,17609,"SCE","Southern California Edison Co","CA","Bundled","Investor Owned",0.15282410013724501,0.118736216293509,0.16512630366401199]
[92404,17609,"SCE","Southern California Edison Co","CA","Bundled","Investor Owned",0.15282410013724501,0.118736216293509,0.16512630366401199]
[92405,17609,"SCE","Southern California Edison Co","CA","Bundled","Investor Owned",0.15282410013724501,0.118736216293509,0.16512630366401199]
[92408,17609,"SCE","Southern California Edison Co","CA","Bundled","Investor Owned",0.15282410013724501,0.118736216293509,0.16512630366401199]
[92628,17609,"SCE","Southern California Edison Co","CA","Bundled","Investor Owned",0.15282410013724501,0.118736216293509,0.16512630366401199]
[92620,17609,"SCE","Southern California Edison Co","CA","Bundled","Investor Owned",0.15282410013724501,0.118736216293509,0.16512630366401199]
[90260,17609,"SCE","Southern California Edison Co","CA","Bundled","Investor Owned",0.15282410013724501,0.118736216293509,0.16512630366401199]
[90261,17609,"SCE","Southern California Edison Co","CA","Bundled","Investor Owned",0.15282410013724501,0.118736216293509,0.16512630366401199]
[90262,17609,"SCE","Southern California Edison Co","CA","Bundled","Investor Owned",0.15282410013724501,0.118736216293509,0.16512630366401199]
[90264,17609,"SCE","Southern California Edison Co","CA","Bundled","Investor Owned",0.15282410013724501,0.118736216293509,0.16512630366401199]
[90265,17609,"SCE","Southern California Edison Co","CA","Bundled","Investor Owned",0.15282410013724501,0.118736216293509,0.16512630366401199]
[90266,17609,"SCE","Southern California Edison Co","CA","Bundled","Investor Owned",0.15282410013724501,0.118736216293509,0.16512630366401199]
[90267,17609,"SCE","Southern California Edison Co","CA","Bundled","Investor Owned",0.15282410013724501,0.118736216293509,0.16512630366401199]
[92315,17609,"SCE","Southern California Edison Co","CA","Bundled","Investor Owned",0.15282410013724501,0.118736216293509,0.16512630366401199]
[90702,17609,"SCE","Southern California Edison Co","CA","Bundled","Investor Owned",0.15282410013724501,0.118736216293509,0.16512630366401199]
[90701,17609,"SCE","Southern California Edison Co","CA","Bundled","Investor Owned",0.15282410013724501,0.118736216293509,0.16512630366401199]
[90707,17609,"SCE","Southern California Edison Co","CA","Bundled","Investor Owned",0.15282410013724501,0.118736216293509,0.16512630366401199]
[90704,17609,"SCE","Southern California Edison Co","CA","Bundled","Investor Owned",0.15282410013724501,0.118736216293509,0.16512630366401199]
[93549,17609,"SCE","Southern California Edison Co","CA","Bundled","Investor Owned",0.15282410013724501,0.118736216293509,0.16512630366401199]
[93544,17609,"SCE","Southern California Edison Co","CA","Bundled","Investor Owned",0.15282410013724501,0.118736216293509,0.16512630366401199]
[93545,17609,"SCE","Southern California Edison Co","CA","Bundled","Investor Owned",0.15282410013724501,0.118736216293509,0.16512630366401199]
[93546,17609,"SCE","Southern California Edison Co","CA","Bundled","Investor Owned",0.15282410013724501,0.118736216293509,0.16512630366401199]
[93541,17609,"SCE","Southern California Edison Co","CA","Bundled","Investor Owned",0.15282410013724501,0.118736216293509,0.16512630366401199]
[93543,17609,"SCE","Southern California Edison Co","CA","Bundled","Investor Owned",0.15282410013724501,0.118736216293509,0.16512630366401199]
[93278,17609,"SCE","Southern California Edison Co","CA","Bundled","Investor Owned",0.15282410013724501,0.118736216293509,0.16512630366401199]
[93279,17609,"SCE","Southern California Edison Co","CA","Bundled","Investor Owned",0.15282410013724501,0.118736216293509,0.16512630366401199]
[90091,17609,"SCE","Southern California Edison Co","CA","Bundled","Investor Owned",0.15282410013724501,0.118736216293509,0.16512630366401199]
[90096,17609,"SCE","Southern California Edison Co","CA","Bundled","Investor Owned",0.15282410013724501,0.118736216293509,0.16512630366401199]
[93130,17609,"SCE","Southern California Edison Co","CA","Bundled","Investor Owned",0.15282410013724501,0.118736216293509,0.16512630366401199]
[93034,17609,"SCE","Southern California Edison Co","CA","Bundled","Investor Owned",0.15282410013724501,0.118736216293509,0.16512630366401199]
[93035,17609,"SCE","Southern California Edison Co","CA","Bundled","Investor Owned",0.15282410013724501,0.118736216293509,0.16512630366401199]
[93036,17609,"SCE","Southern California Edison Co","CA","Bundled","Investor Owned",0.15282410013724501,0.118736216293509,0.16512630366401199]
[93030,17609,"SCE","Southern California Edison Co","CA","Bundled","Investor Owned",0.15282410013724501,0.118736216293509,0.16512630366401199]
[93031,17609,"SCE","Southern California Edison Co","CA","Bundled","Investor Owned",0.15282410013724501,0.118736216293509,0.16512630366401199]
[93032,17609,"SCE","Southern California Edison Co","CA","Bundled","Investor Owned",0.15282410013724501,0.118736216293509,0.16512630366401199]
[93033,17609,"SCE","Southern California Edison Co","CA","Bundled","Investor Owned",0.15282410013724501,0.118736216293509,0.16512630366401199]
[91759,17609,"SCE","Southern California Edison Co","CA","Bundled","Investor Owned",0.15282410013724501,0.118736216293509,0.16512630366401199]
[91755,17609,"SCE","Southern California Edison Co","CA","Bundled","Investor Owned",0.15282410013724501,0.118736216293509,0.16512630366401199]
[91754,17609,"SCE","Southern California Edison Co","CA","Bundled","Investor Owned",0.15282410013724501,0.118736216293509,0.16512630366401199]
[91752,17609,"SCE","Southern California Edison Co","CA","Bundled","Investor Owned",0.15282410013724501,0.118736216293509,0.16512630366401199]
[92225,17609,"SCE","Southern California Edison Co","CA","Bundled","Investor Owned",0.15282410013724501,0.118736216293509,0.16512630366401199]
[92220,17609,"SCE","Southern California Edison Co","CA","Bundled","Investor Owned",0.15282410013724501,0.118736216293509,0.16512630366401199]
[90835,17609,"SCE","Southern California Edison Co","CA","Bundled","Investor Owned",0.15282410013724501,0.118736216293509,0.16512630366401199]
[90834,17609,"SCE","Southern California Edison Co","CA","Bundled","Investor Owned",0.15282410013724501,0.118736216293509,0.16512630366401199]
[90831,17609,"SCE","Southern California Edison Co","CA","Bundled","Investor Owned",0.15282410013724501,0.118736216293509,0.16512630366401199]
[90833,17609,"SCE","Southern California Edison Co","CA","Bundled","Investor Owned",0.15282410013724501,0.118736216293509,0.16512630366401199]
[90832,17609,"SCE","Southern California Edison Co","CA","Bundled","Investor Owned",0.15282410013724501,0.118736216293509,0.16512630366401199]
[90660,17609,"SCE","Southern California Edison Co","CA","Bundled","Investor Owned",0.15282410013724501,0.118736216293509,0.16512630366401199]
[90661,17609,"SCE","Southern California Edison Co","CA","Bundled","Investor Owned",0.15282410013724501,0.118736216293509,0.16512630366401199]
[90662,17609,"SCE","Southern California Edison Co","CA","Bundled","Investor Owned",0.15282410013724501,0.118736216293509,0.16512630366401199]
[91042,17609,"SCE","Southern California Edison Co","CA","Bundled","Investor Owned",0.15282410013724501,0.118736216293509,0.16512630366401199]
[92539,17609,"SCE","Southern California Edison Co","CA","Bundled","Investor Owned",0.15282410013724501,0.118736216293509,0.16512630366401199]
[92536,17609,"SCE","Southern California Edison Co","CA","Bundled","Investor Owned",0.15282410013724501,0.118736216293509,0.16512630366401199]
[92532,17609,"SCE","Southern California Edison Co","CA","Bundled","Investor Owned",0.15282410013724501,0.118736216293509,0.16512630366401199]
[92530,17609,"SCE","Southern California Edison Co","CA","Bundled","Investor Owned",0.15282410013724501,0.118736216293509,0.16512630366401199]
[93006,17609,"SCE","Southern California Edison Co","CA","Bundled","Investor Owned",0.15282410013724501,0.118736216293509,0.16512630366401199]
[92701,17609,"SCE","Southern California Edison Co","CA","Bundled","Investor Owned",0.15282410013724501,0.118736216293509,0.16512630366401199]
[92703,17609,"SCE","Southern California Edison Co","CA","Bundled","Investor Owned",0.15282410013724501,0.118736216293509,0.16512630366401199]
[92702,17609,"SCE","Southern California Edison Co","CA","Bundled","Investor Owned",0.15282410013724501,0.118736216293509,0.16512630366401199]
[92705,17609,"SCE","Southern California Edison Co","CA","Bundled","Investor Owned",0.15282410013724501,0.118736216293509,0.16512630366401199]
[92704,17609,"SCE","Southern California Edison Co","CA","Bundled","Investor Owned",0.15282410013724501,0.118736216293509,0.16512630366401199]
[92706,17609,"SCE","Southern California Edison Co","CA","Bundled","Investor Owned",0.15282410013724501,0.118736216293509,0.16512630366401199]
[91351,17609,"SCE","Southern California Edison Co","CA","Bundled","Investor Owned",0.15282410013724501,0.118736216293509,0.16512630366401199]
[91350,17609,"SCE","Southern California Edison Co","CA","Bundled","Investor Owned",0.15282410013724501,0.118736216293509,0.16512630366401199]
[91356,17609,"SCE","Southern California Edison Co","CA","Bundled","Investor Owned",0.15282410013724501,0.118736216293509,0.16512630366401199]
[91355,17609,"SCE","Southern California Edison Co","CA","Bundled","Investor Owned",0.15282410013724501,0.118736216293509,0.16512630366401199]
[91354,17609,"SCE","Southern California Edison Co","CA","Bundled","Investor Owned",0.15282410013724501,0.118736216293509,0.16512630366401199]
[91359,17609,"SCE","Southern California Edison Co","CA","Bundled","Investor Owned",0.15282410013724501,0.118736216293509,0.16512630366401199]
[90308,17609,"SCE","Southern California Edison Co","CA","Bundled","Investor Owned",0.15282410013724501,0.118736216293509,0.16512630366401199]
[93261,17609,"SCE","Southern California Edison Co","CA","Bundled","Investor Owned",0.15282410013724501,0.118736216293509,0.16512630366401199]
[91775,17609,"SCE","Southern California Edison Co","CA","Bundled","Investor Owned",0.15282410013724501,0.118736216293509,0.16512630366401199]
[92842,17609,"SCE","Southern California Edison Co","CA","Bundled","Investor Owned",0.15282410013724501,0.118736216293509,0.16512630366401199]
[92843,17609,"SCE","Southern California Edison Co","CA","Bundled","Investor Owned",0.15282410013724501,0.118736216293509,0.16512630366401199]
[92840,17609,"SCE","Southern California Edison Co","CA","Bundled","Investor Owned",0.15282410013724501,0.118736216293509,0.16512630366401199]
[92841,17609,"SCE","Southern California Edison Co","CA","Bundled","Investor Owned",0.15282410013724501,0.118736216293509,0.16512630366401199]
[92844,17609,"SCE","Southern California Edison Co","CA","Bundled","Investor Owned",0.15282410013724501,0.118736216293509,0.16512630366401199]
[92845,17609,"SCE","Southern California Edison Co","CA","Bundled","Investor Owned",0.15282410013724501,0.118736216293509,0.16512630366401199]
[91788,17609,"SCE","Southern California Edison Co","CA","Bundled","Investor Owned",0.15282410013724501,0.118736216293509,0.16512630366401199]
[91789,17609,"SCE","Southern California Edison Co","CA","Bundled","Investor Owned",0.15282410013724501,0.118736216293509,0.16512630366401199]
[91784,17609,"SCE","Southern California Edison Co","CA","Bundled","Investor Owned",0.15282410013724501,0.118736216293509,0.16512630366401199]
[91785,17609,"SCE","Southern California Edison Co","CA","Bundled","Investor Owned",0.15282410013724501,0.118736216293509,0.16512630366401199]
[91786,17609,"SCE","Southern California Edison Co","CA","Bundled","Investor Owned",0.15282410013724501,0.118736216293509,0.16512630366401199]
[91780,17609,"SCE","Southern California Edison Co","CA","Bundled","Investor Owned",0.15282410013724501,0.118736216293509,0.16512630366401199]
[92782,17609,"SCE","Southern California Edison Co","CA","Bundled","Investor Owned",0.15282410013724501,0.118736216293509,0.16512630366401199]
[93436,17609,"SCE","Southern California Edison Co","CA","Bundled","Investor Owned",0.15282410013724501,0.118736216293509,0.16512630366401199]
[90251,17609,"SCE","Southern California Edison Co","CA","Bundled","Investor Owned",0.15282410013724501,0.118736216293509,0.16512630366401199]
[90250,17609,"SCE","Southern California Edison Co","CA","Bundled","Investor Owned",0.15282410013724501,0.118736216293509,0.16512630366401199]
[90255,17609,"SCE","Southern California Edison Co","CA","Bundled","Investor Owned",0.15282410013724501,0.118736216293509,0.16512630366401199]
[90254,17609,"SCE","Southern California Edison Co","CA","Bundled","Investor Owned",0.15282410013724501,0.118736216293509,0.16512630366401199]
[93232,17609,"SCE","Southern California Edison Co","CA","Bundled","Investor Owned",0.15282410013724501,0.118736216293509,0.16512630366401199]
[93230,17609,"SCE","Southern California Edison Co","CA","Bundled","Investor Owned",0.15282410013724501,0.118736216293509,0.16512630366401199]
[93237,17609,"SCE","Southern California Edison Co","CA","Bundled","Investor Owned",0.15282410013724501,0.118736216293509,0.16512630366401199]
[93235,17609,"SCE","Southern California Edison Co","CA","Bundled","Investor Owned",0.15282410013724501,0.118736216293509,0.16512630366401199]
[93238,17609,"SCE","Southern California Edison Co","CA","Bundled","Investor Owned",0.15282410013724501,0.118736216293509,0.16512630366401199]
[92679,17609,"SCE","Southern California Edison Co","CA","Bundled","Investor Owned",0.15282410013724501,0.118736216293509,0.16512630366401199]
[92623,17609,"SCE","Southern California Edison Co","CA","Bundled","Investor Owned",0.15282410013724501,0.118736216293509,0.16512630366401199]
[92626,17609,"SCE","Southern California Edison Co","CA","Bundled","Investor Owned",0.15282410013724501,0.118736216293509,0.16512630366401199]
[92627,17609,"SCE","Southern California Edison Co","CA","Bundled","Investor Owned",0.15282410013724501,0.118736216293509,0.16512630366401199]
[92625,17609,"SCE","Southern California Edison Co","CA","Bundled","Investor Owned",0.15282410013724501,0.118736216293509,0.16512630366401199]
[92242,17609,"SCE","Southern California Edison Co","CA","Bundled","Investor Owned",0.15282410013724501,0.118736216293509,0.16512630366401199]
[90040,17609,"SCE","Southern California Edison Co","CA","Bundled","Investor Owned",0.15282410013724501,0.118736216293509,0.16512630366401199]
[90042,17609,"SCE","Southern California Edison Co","CA","Bundled","Investor Owned",0.15282410013724501,0.118736216293509,0.16512630366401199]
[90043,17609,"SCE","Southern California Edison Co","CA","Bundled","Investor Owned",0.15282410013724501,0.118736216293509,0.16512630366401199]
[90044,17609,"SCE","Southern California Edison Co","CA","Bundled","Investor Owned",0.15282410013724501,0.118736216293509,0.16512630366401199]
[90045,17609,"SCE","Southern California Edison Co","CA","Bundled","Investor Owned",0.15282410013724501,0.118736216293509,0.16512630366401199]
[90047,17609,"SCE","Southern California Edison Co","CA","Bundled","Investor Owned",0.15282410013724501,0.118736216293509,0.16512630366401199]
[91701,17609,"SCE","Southern California Edison Co","CA","Bundled","Investor Owned",0.15282410013724501,0.118736216293509,0.16512630366401199]
[92352,17609,"SCE","Southern California Edison Co","CA","Bundled","Investor Owned",0.15282410013724501,0.118736216293509,0.16512630366401199]
[92350,17609,"SCE","Southern California Edison Co","CA","Bundled","Investor Owned",0.15282410013724501,0.118736216293509,0.16512630366401199]
[92356,17609,"SCE","Southern California Edison Co","CA","Bundled","Investor Owned",0.15282410013724501,0.118736216293509,0.16512630366401199]
[92357,17609,"SCE","Southern California Edison Co","CA","Bundled","Investor Owned",0.15282410013724501,0.118736216293509,0.16512630366401199]
[92354,17609,"SCE","Southern California Edison Co","CA","Bundled","Investor Owned",0.15282410013724501,0.118736216293509,0.16512630366401199]
[92358,17609,"SCE","Southern California Edison Co","CA","Bundled","Investor Owned",0.15282410013724501,0.118736216293509,0.16512630366401199]
[92359,17609,"SCE","Southern California Edison Co","CA","Bundled","Investor Owned",0.15282410013724501,0.118736216293509,0.16512630366401199]
[93009,17609,"SCE","Southern California Edison Co","CA","Bundled","Investor Owned",0.15282410013724501,0.118736216293509,0.16512630366401199]
[93005,17609,"SCE","Southern California Edison Co","CA","Bundled","Investor Owned",0.15282410013724501,0.118736216293509,0.16512630366401199]
[93004,17609,"SCE","Southern California Edison Co","CA","Bundled","Investor Owned",0.15282410013724501,0.118736216293509,0.16512630366401199]
[93001,17609,"SCE","Southern California Edison Co","CA","Bundled","Investor Owned",0.15282410013724501,0.118736216293509,0.16512630366401199]
[93003,17609,"SCE","Southern California Edison Co","CA","Bundled","Investor Owned",0.15282410013724501,0.118736216293509,0.16512630366401199]
[93002,17609,"SCE","Southern California Edison Co","CA","Bundled","Investor Owned",0.15282410013724501,0.118736216293509,0.16512630366401199]
[92285,17609,"SCE","Southern California Edison Co","CA","Bundled","Investor Owned",0.15282410013724501,0.118736216293509,0.16512630366401199]
[93007,17609,"SCE","Southern California Edison Co","CA","Bundled","Investor Owned",0.15282410013724501,0.118736216293509,0.16512630366401199]
[91708,17609,"SCE","Southern California Edison Co","CA","Bundled","Investor Owned",0.15282410013724501,0.118736216293509,0.16512630366401199]
[91709,17609,"SCE","Southern California Edison Co","CA","Bundled","Investor Owned",0.15282410013724501,0.118736216293509,0.16512630366401199]
[93427,17609,"SCE","Southern California Edison Co","CA","Bundled","Investor Owned",0.15282410013724501,0.118736216293509,0.16512630366401199]
[90755,17609,"SCE","Southern California Edison Co","CA","Bundled","Investor Owned",0.15282410013724501,0.118736216293509,0.16512630366401199]
[90510,17609,"SCE","Southern California Edison Co","CA","Bundled","Investor Owned",0.15282410013724501,0.118736216293509,0.16512630366401199]
[93043,17609,"SCE","Southern California Edison Co","CA","Bundled","Investor Owned",0.15282410013724501,0.118736216293509,0.16512630366401199]
[90603,17609,"SCE","Southern California Edison Co","CA","Bundled","Investor Owned",0.15282410013724501,0.118736216293509,0.16512630366401199]
[93044,17609,"SCE","Southern California Edison Co","CA","Bundled","Investor Owned",0.15282410013724501,0.118736216293509,0.16512630366401199]
[90651,17609,"SCE","Southern California Edison Co","CA","Bundled","Investor Owned",0.15282410013724501,0.118736216293509,0.16512630366401199]
[90652,17609,"SCE","Southern California Edison Co","CA","Bundled","Investor Owned",0.15282410013724501,0.118736216293509,0.16512630366401199]
[91016,17609,"SCE","Southern California Edison Co","CA","Bundled","Investor Owned",0.15282410013724501,0.118736216293509,0.16512630366401199]
[91010,17609,"SCE","Southern California Edison Co","CA","Bundled","Investor Owned",0.15282410013724501,0.118736216293509,0.16512630366401199]
[91011,17609,"SCE","Southern California Edison Co","CA","Bundled","Investor Owned",0.15282410013724501,0.118736216293509,0.16512630366401199]
[92304,17609,"SCE","Southern California Edison Co","CA","Bundled","Investor Owned",0.15282410013724501,0.118736216293509,0.16512630366401199]
[92258,17609,"SCE","Southern California Edison Co","CA","Bundled","Investor Owned",0.15282410013724501,0.118736216293509,0.16512630366401199]
[92256,17609,"SCE","Southern California Edison Co","CA","Bundled","Investor Owned",0.15282410013724501,0.118736216293509,0.16512630366401199]
[92253,17609,"SCE","Southern California Edison Co","CA","Bundled","Investor Owned",0.15282410013724501,0.118736216293509,0.16512630366401199]
[92252,17609,"SCE","Southern California Edison Co","CA","Bundled","Investor Owned",0.15282410013724501,0.118736216293509,0.16512630366401199]
[93120,17609,"SCE","Southern California Edison Co","CA","Bundled","Investor Owned",0.15282410013724501,0.118736216293509,0.16512630366401199]
[93121,17609,"SCE","Southern California Edison Co","CA","Bundled","Investor Owned",0.15282410013724501,0.118736216293509,0.16512630366401199]
[90224,17609,"SCE","Southern California Edison Co","CA","Bundled","Investor Owned",0.15282410013724501,0.118736216293509,0.16512630366401199]
[90280,17609,"SCE","Southern California Edison Co","CA","Bundled","Investor Owned",0.15282410013724501,0.118736216293509,0.16512630366401199]
[92546,17609,"SCE","Southern California Edison Co","CA","Bundled","Investor Owned",0.15282410013724501,0.118736216293509,0.16512630366401199]
[92545,17609,"SCE","Southern California Edison Co","CA","Bundled","Investor Owned",0.15282410013724501,0.118736216293509,0.16512630366401199]
[92544,17609,"SCE","Southern California Edison Co","CA","Bundled","Investor Owned",0.15282410013724501,0.118736216293509,0.16512630366401199]
[92838,17609,"SCE","Southern California Edison Co","CA","Bundled","Investor Owned",0.15282410013724501,0.118736216293509,0.16512630366401199]
[92832,17609,"SCE","Southern California Edison Co","CA","Bundled","Investor Owned",0.15282410013724501,0.118736216293509,0.16512630366401199]
[91118,17609,"SCE","Southern California Edison Co","CA","Bundled","Investor Owned",0.15282410013724501,0.118736216293509,0.16512630366401199]
[91803,17609,"SCE","Southern California Edison Co","CA","Bundled","Investor Owned",0.15282410013724501,0.118736216293509,0.16512630366401199]
[91802,17609,"SCE","Southern California Edison Co","CA","Bundled","Investor Owned",0.15282410013724501,0.118736216293509,0.16512630366401199]
[91801,17609,"SCE","Southern California Edison Co","CA","Bundled","Investor Owned",0.15282410013724501,0.118736216293509,0.16512630366401199]
[91804,17609,"SCE","Southern California Edison Co","CA","Bundled","Investor Owned",0.15282410013724501,0.118736216293509,0.16512630366401199]
[92637,17609,"SCE","Southern California Edison Co","CA","Bundled","Investor Owned",0.15282410013724501,0.118736216293509,0.16512630366401199]
[91750,17609,"SCE","Southern California Edison Co","CA","Bundled","Investor Owned",0.15282410013724501,0.118736216293509,0.16512630366401199]
[90202,17609,"SCE","Southern California Edison Co","CA","Bundled","Investor Owned",0.15282410013724501,0.118736216293509,0.16512630366401199]
[90201,17609,"SCE","Southern California Edison Co","CA","Bundled","Investor Owned",0.15282410013724501,0.118736216293509,0.16512630366401199]
[93243,17609,"SCE","Southern California Edison Co","CA","Bundled","Investor Owned",0.15282410013724501,0.118736216293509,0.16512630366401199]
[93240,17609,"SCE","Southern California Edison Co","CA","Bundled","Investor Owned",0.15282410013724501,0.118736216293509,0.16512630366401199]
[93247,17609,"SCE","Southern California Edison Co","CA","Bundled","Investor Owned",0.15282410013724501,0.118736216293509,0.16512630366401199]
[93245,17609,"SCE","Southern California Edison Co","CA","Bundled","Investor Owned",0.15282410013724501,0.118736216293509,0.16512630366401199]
[93244,17609,"SCE","Southern California Edison Co","CA","Bundled","Investor Owned",0.15282410013724501,0.118736216293509,0.16512630366401199]
[91304,17609,"SCE","Southern California Edison Co","CA","Bundled","Investor Owned",0.15282410013724501,0.118736216293509,0.16512630366401199]
[91307,17609,"SCE","Southern California Edison Co","CA","Bundled","Investor Owned",0.15282410013724501,0.118736216293509,0.16512630366401199]
[91377,17609,"SCE","Southern California Edison Co","CA","Bundled","Investor Owned",0.15282410013724501,0.118736216293509,0.16512630366401199]
[91376,17609,"SCE","Southern California Edison Co","CA","Bundled","Investor Owned",0.15282410013724501,0.118736216293509,0.16512630366401199]
[92653,17609,"SCE","Southern California Edison Co","CA","Bundled","Investor Owned",0.15282410013724501,0.118736216293509,0.16512630366401199]
[92652,17609,"SCE","Southern California Edison Co","CA","Bundled","Investor Owned",0.15282410013724501,0.118736216293509,0.16512630366401199]
[92651,17609,"SCE","Southern California Edison Co","CA","Bundled","Investor Owned",0.15282410013724501,0.118736216293509,0.16512630366401199]
[92650,17609,"SCE","Southern California Edison Co","CA","Bundled","Investor Owned",0.15282410013724501,0.118736216293509,0.16512630366401199]
[92657,17609,"SCE","Southern California Edison Co","CA","Bundled","Investor Owned",0.15282410013724501,0.118736216293509,0.16512630366401199]
[92656,17609,"SCE","Southern California Edison Co","CA","Bundled","Investor Owned",0.15282410013724501,0.118736216293509,0.16512630366401199]
[92655,17609,"SCE","Southern California Edison Co","CA","Bundled","Investor Owned",0.15282410013724501,0.118736216293509,0.16512630366401199]
[92654,17609,"SCE","Southern California Edison Co","CA","Bundled","Investor Owned",0.15282410013724501,0.118736216293509,0.16512630366401199]
[92659,17609,"SCE","Southern California Edison Co","CA","Bundled","Investor Owned",0.15282410013724501,0.118736216293509,0.16512630366401199]
[92658,17609,"SCE","Southern California Edison Co","CA","Bundled","Investor Owned",0.15282410013724501,0.118736216293509,0.16512630366401199]
[91749,17609,"SCE","Southern California Edison Co","CA","Bundled","Investor Owned",0.15282410013724501,0.118736216293509,0.16512630366401199]
[91745,17609,"SCE","Southern California Edison Co","CA","Bundled","Investor Owned",0.15282410013724501,0.118736216293509,0.16512630366401199]
[91746,17609,"SCE","Southern California Edison Co","CA","Bundled","Investor Owned",0.15282410013724501,0.118736216293509,0.16512630366401199]
[92329,17609,"SCE","Southern California Edison Co","CA","Bundled","Investor Owned",0.15282410013724501,0.118736216293509,0.16512630366401199]
[92328,17609,"SCE","Southern California Edison Co","CA","Bundled","Investor Owned",0.15282410013724501,0.118736216293509,0.16512630366401199]
[92323,17609,"SCE","Southern California Edison Co","CA","Bundled","Investor Owned",0.15282410013724501,0.118736216293509,0.16512630366401199]
[92322,17609,"SCE","Southern California Edison Co","CA","Bundled","Investor Owned",0.15282410013724501,0.118736216293509,0.16512630366401199]
[92321,17609,"SCE","Southern California Edison Co","CA","Bundled","Investor Owned",0.15282410013724501,0.118736216293509,0.16512630366401199]
[92320,17609,"SCE","Southern California Edison Co","CA","Bundled","Investor Owned",0.15282410013724501,0.118736216293509,0.16512630366401199]
[92327,17609,"SCE","Southern California Edison Co","CA","Bundled","Investor Owned",0.15282410013724501,0.118736216293509,0.16512630366401199]
[92326,17609,"SCE","Southern California Edison Co","CA","Bundled","Investor Owned",0.15282410013724501,0.118736216293509,0.16512630366401199]
[92325,17609,"SCE","Southern California Edison Co","CA","Bundled","Investor Owned",0.15282410013724501,0.118736216293509,0.16512630366401199]
[92324,17609,"SCE","Southern California Edison Co","CA","Bundled","Investor Owned",0.15282410013724501,0.118736216293509,0.16512630366401199]
[92211,17609,"SCE","Southern California Edison Co","CA","Bundled","Investor Owned",0.15282410013724501,0.118736216293509,0.16512630366401199]
[92423,17609,"SCE","Southern California Edison Co","CA","Bundled","Investor Owned",0.15282410013724501,0.118736216293509,0.16512630366401199]
[92427,17609,"SCE","Southern California Edison Co","CA","Bundled","Investor Owned",0.15282410013724501,0.118736216293509,0.16512630366401199]
[91734,17609,"SCE","Southern California Edison Co","CA","Bundled","Investor Owned",0.15282410013724501,0.118736216293509,0.16512630366401199]
[91733,17609,"SCE","Southern California Edison Co","CA","Bundled","Investor Owned",0.15282410013724501,0.118736216293509,0.16512630366401199]
[91732,17609,"SCE","Southern California Edison Co","CA","Bundled","Investor Owned",0.15282410013724501,0.118736216293509,0.16512630366401199]
[92284,17609,"SCE","Southern California Edison Co","CA","Bundled","Investor Owned",0.15282410013724501,0.118736216293509,0.16512630366401199]
[92282,17609,"SCE","Southern California Edison Co","CA","Bundled","Investor Owned",0.15282410013724501,0.118736216293509,0.16512630366401199]
[92283,17609,"SCE","Southern California Edison Co","CA","Bundled","Investor Owned",0.15282410013724501,0.118736216293509,0.16512630366401199]
[90814,17609,"SCE","Southern California Edison Co","CA","Bundled","Investor Owned",0.15282410013724501,0.118736216293509,0.16512630366401199]
[90895,17609,"SCE","Southern California Edison Co","CA","Bundled","Investor Owned",0.15282410013724501,0.118736216293509,0.16512630366401199]
[90899,17609,"SCE","Southern California Edison Co","CA","Bundled","Investor Owned",0.15282410013724501,0.118736216293509,0.16512630366401199]
[91380,17609,"SCE","Southern California Edison Co","CA","Bundled","Investor Owned",0.15282410013724501,0.118736216293509,0.16512630366401199]
[91381,17609,"SCE","Southern California Edison Co","CA","Bundled","Investor Owned",0.15282410013724501,0.118736216293509,0.16512630366401199]
[91384,17609,"SCE","Southern California Edison Co","CA","Bundled","Investor Owned",0.15282410013724501,0.118736216293509,0.16512630366401199]
[91385,17609,"SCE","Southern California Edison Co","CA","Bundled","Investor Owned",0.15282410013724501,0.118736216293509,0.16512630366401199]
[91386,17609,"SCE","Southern California Edison Co","CA","Bundled","Investor Owned",0.15282410013724501,0.118736216293509,0.16512630366401199]
[91387,17609,"SCE","Southern California Edison Co","CA","Bundled","Investor Owned",0.15282410013724501,0.118736216293509,0.16512630366401199]
[93528,17609,"SCE","Southern California Edison Co","CA","Bundled","Investor Owned",0.15282410013724501,0.118736216293509,0.16512630366401199]
[93529,17609,"SCE","Southern California Edison Co","CA","Bundled","Investor Owned",0.15282410013724501,0.118736216293509,0.16512630366401199]
[93522,17609,"SCE","Southern California Edison Co","CA","Bundled","Investor Owned",0.15282410013724501,0.118736216293509,0.16512630366401199]
[93523,17609,"SCE","Southern California Edison Co","CA","Bundled","Investor Owned",0.15282410013724501,0.118736216293509,0.16512630366401199]
[93526,17609,"SCE","Southern California Edison Co","CA","Bundled","Investor Owned",0.15282410013724501,0.118736216293509,0.16512630366401199]
[93527,17609,"SCE","Southern California Edison Co","CA","Bundled","Investor Owned",0.15282410013724501,0.118736216293509,0.16512630366401199]
[93524,17609,"SCE","Southern California Edison Co","CA","Bundled","Investor Owned",0.15282410013724501,0.118736216293509,0.16512630366401199]
[92551,17609,"SCE","Southern California Edison Co","CA","Bundled","Investor Owned",0.15282410013724501,0.118736216293509,0.16512630366401199]
[91025,17609,"SCE","Southern California Edison Co","CA","Bundled","Investor Owned",0.15282410013724501,0.118736216293509,0.16512630366401199]
[91024,17609,"SCE","Southern California Edison Co","CA","Bundled","Investor Owned",0.15282410013724501,0.118736216293509,0.16512630366401199]
[91023,17609,"SCE","Southern California Edison Co","CA","Bundled","Investor Owned",0.15282410013724501,0.118736216293509,0.16512630366401199]
[92599,17609,"SCE","Southern California Edison Co","CA","Bundled","Investor Owned",0.15282410013724501,0.118736216293509,0.16512630366401199]
[92595,17609,"SCE","Southern California Edison Co","CA","Bundled","Investor Owned",0.15282410013724501,0.118736216293509,0.16512630366401199]
[92596,17609,"SCE","Southern California Edison Co","CA","Bundled","Investor Owned",0.15282410013724501,0.118736216293509,0.16512630366401199]
[92590,17609,"SCE","Southern California Edison Co","CA","Bundled","Investor Owned",0.15282410013724501,0.118736216293509,0.16512630366401199]
[92591,17609,"SCE","Southern California Edison Co","CA","Bundled","Investor Owned",0.15282410013724501,0.118736216293509,0.16512630366401199]
[92592,17609,"SCE","Southern California Edison Co","CA","Bundled","Investor Owned",0.15282410013724501,0.118736216293509,0.16512630366401199]
[92593,17609,"SCE","Southern California Edison Co","CA","Bundled","Investor Owned",0.15282410013724501,0.118736216293509,0.16512630366401199]
[90650,17609,"SCE","Southern California Edison Co","CA","Bundled","Investor Owned",0.15282410013724501,0.118736216293509,0.16512630366401199]
[90263,17609,"SCE","Southern California Edison Co","CA","Bundled","Investor Owned",0.15282410013724501,0.118736216293509,0.16512630366401199]
[91017,17609,"SCE","Southern California Edison Co","CA","Bundled","Investor Owned",0.15282410013724501,0.118736216293509,0.16512630366401199]
[93602,17609,"SCE","Southern California Edison Co","CA","Bundled","Investor Owned",0.15282410013724501,0.118736216293509,0.16512630366401199]
[92201,17609,"SCE","Southern California Edison Co","CA","Bundled","Investor Owned",0.15282410013724501,0.118736216293509,0.16512630366401199]
[92203,17609,"SCE","Southern California Edison Co","CA","Bundled","Investor Owned",0.15282410013724501,0.118736216293509,0.16512630366401199]
[90813,17609,"SCE","Southern California Edison Co","CA","Bundled","Investor Owned",0.15282410013724501,0.118736216293509,0.16512630366401199]
[90810,17609,"SCE","Southern California Edison Co","CA","Bundled","Investor Owned",0.15282410013724501,0.118736216293509,0.16512630366401199]
[90815,17609,"SCE","Southern California Edison Co","CA","Bundled","Investor Owned",0.15282410013724501,0.118736216293509,0.16512630366401199]
[90608,17609,"SCE","Southern California Edison Co","CA","Bundled","Investor Owned",0.15282410013724501,0.118736216293509,0.16512630366401199]
[90609,17609,"SCE","Southern California Edison Co","CA","Bundled","Investor Owned",0.15282410013724501,0.118736216293509,0.16512630366401199]
[90602,17609,"SCE","Southern California Edison Co","CA","Bundled","Investor Owned",0.15282410013724501,0.118736216293509,0.16512630366401199]
[90601,17609,"SCE","Southern California Edison Co","CA","Bundled","Investor Owned",0.15282410013724501,0.118736216293509,0.16512630366401199]
[90606,17609,"SCE","Southern California Edison Co","CA","Bundled","Investor Owned",0.15282410013724501,0.118736216293509,0.16512630366401199]
[90607,17609,"SCE","Southern California Edison Co","CA","Bundled","Investor Owned",0.15282410013724501,0.118736216293509,0.16512630366401199]
[90604,17609,"SCE","Southern California Edison Co","CA","Bundled","Investor Owned",0.15282410013724501,0.118736216293509,0.16512630366401199]
[90605,17609,"SCE","Southern California Edison Co","CA","Bundled","Investor Owned",0.15282410013724501,0.118736216293509,0.16512630366401199]
[92518,17609,"SCE","Southern California Edison Co","CA","Bundled","Investor Owned",0.15282410013724501,0.118736216293509,0.16512630366401199]
[92519,17609,"SCE","Southern California Edison Co","CA","Bundled","Investor Owned",0.15282410013724501,0.118736216293509,0.16512630366401199]
[90703,17609,"SCE","Southern California Edison Co","CA","Bundled","Investor Owned",0.15282410013724501,0.118736216293509,0.16512630366401199]
[90706,17609,"SCE","Southern California Edison Co","CA","Bundled","Investor Owned",0.15282410013724501,0.118736216293509,0.16512630366401199]
[91077,17609,"SCE","Southern California Edison Co","CA","Bundled","Investor Owned",0.15282410013724501,0.118736216293509,0.16512630366401199]
[93150,17609,"SCE","Southern California Edison Co","CA","Bundled","Investor Owned",0.15282410013724501,0.118736216293509,0.16512630366401199]
[92728,17609,"SCE","Southern California Edison Co","CA","Bundled","Investor Owned",0.15282410013724501,0.118736216293509,0.16512630366401199]
[93542,17609,"SCE","Southern California Edison Co","CA","Bundled","Investor Owned",0.15282410013724501,0.118736216293509,0.16512630366401199]
[93290,17609,"SCE","Southern California Edison Co","CA","Bundled","Investor Owned",0.15282410013724501,0.118736216293509,0.16512630366401199]
[93291,17609,"SCE","Southern California Edison Co","CA","Bundled","Investor Owned",0.15282410013724501,0.118736216293509,0.16512630366401199]
[93292,17609,"SCE","Southern California Edison Co","CA","Bundled","Investor Owned",0.15282410013724501,0.118736216293509,0.16512630366401199]
[91331,17609,"SCE","Southern California Edison Co","CA","Bundled","Investor Owned",0.15282410013724501,0.118736216293509,0.16512630366401199]
[91741,17609,"SCE","Southern California Edison Co","CA","Bundled","Investor Owned",0.15282410013724501,0.118736216293509,0.16512630366401199]
[91743,17609,"SCE","Southern California Edison Co","CA","Bundled","Investor Owned",0.15282410013724501,0.118736216293509,0.16512630366401199]
[91747,17609,"SCE","Southern California Edison Co","CA","Bundled","Investor Owned",0.15282410013724501,0.118736216293509,0.16512630366401199]
[92255,17609,"SCE","Southern California Edison Co","CA","Bundled","Investor Owned",0.15282410013724501,0.118736216293509,0.16512630366401199]
[90680,17609,"SCE","Southern California Edison Co","CA","Bundled","Investor Owned",0.15282410013724501,0.118736216293509,0.16512630366401199]
[90022,17609,"SCE","Southern California Edison Co","CA","Bundled","Investor Owned",0.15282410013724501,0.118736216293509,0.16512630366401199]
[90023,17609,"SCE","Southern California Edison Co","CA","Bundled","Investor Owned",0.15282410013724501,0.118736216293509,0.16512630366401199]
[93647,17609,"SCE","Southern California Edison Co","CA","Bundled","Investor Owned",0.15282410013724501,0.118736216293509,0.16512630366401199]
[93643,17609,"SCE","Southern California Edison Co","CA","Bundled","Investor Owned",0.15282410013724501,0.118736216293509,0.16512630366401199]
[93642,17609,"SCE","Southern California Edison Co","CA","Bundled","Investor Owned",0.15282410013724501,0.118736216293509,0.16512630366401199]
[91711,17609,"SCE","Southern California Edison Co","CA","Bundled","Investor Owned",0.15282410013724501,0.118736216293509,0.16512630366401199]
[91103,17609,"SCE","Southern California Edison Co","CA","Bundled","Investor Owned",0.15282410013724501,0.118736216293509,0.16512630366401199]
[91106,17609,"SCE","Southern California Edison Co","CA","Bundled","Investor Owned",0.15282410013724501,0.118736216293509,0.16512630366401199]
[91105,17609,"SCE","Southern California Edison Co","CA","Bundled","Investor Owned",0.15282410013724501,0.118736216293509,0.16512630366401199]
[92868,17609,"SCE","Southern California Edison Co","CA","Bundled","Investor Owned",0.15282410013724501,0.118736216293509,0.16512630366401199]
[92869,17609,"SCE","Southern California Edison Co","CA","Bundled","Investor Owned",0.15282410013724501,0.118736216293509,0.16512630366401199]
[92860,17609,"SCE","Southern California Edison Co","CA","Bundled","Investor Owned",0.15282410013724501,0.118736216293509,0.16512630366401199]
[92861,17609,"SCE","Southern California Edison Co","CA","Bundled","Investor Owned",0.15282410013724501,0.118736216293509,0.16512630366401199]
[92862,17609,"SCE","Southern California Edison Co","CA","Bundled","Investor Owned",0.15282410013724501,0.118736216293509,0.16512630366401199]
[92863,17609,"SCE","Southern California Edison Co","CA","Bundled","Investor Owned",0.15282410013724501,0.118736216293509,0.16512630366401199]
[92864,17609,"SCE","Southern California Edison Co","CA","Bundled","Investor Owned",0.15282410013724501,0.118736216293509,0.16512630366401199]
[92865,17609,"SCE","Southern California Edison Co","CA","Bundled","Investor Owned",0.15282410013724501,0.118736216293509,0.16512630366401199]
[92866,17609,"SCE","Southern California Edison Co","CA","Bundled","Investor Owned",0.15282410013724501,0.118736216293509,0.16512630366401199]
[92867,17609,"SCE","Southern California Edison Co","CA","Bundled","Investor Owned",0.15282410013724501,0.118736216293509,0.16512630366401199]
[92411,17609,"SCE","Southern California Edison Co","CA","Bundled","Investor Owned",0.15282410013724501,0.118736216293509,0.16512630366401199]
[92410,17609,"SCE","Southern California Edison Co","CA","Bundled","Investor Owned",0.15282410013724501,0.118736216293509,0.16512630366401199]
[92413,17609,"SCE","Southern California Edison Co","CA","Bundled","Investor Owned",0.15282410013724501,0.118736216293509,0.16512630366401199]
[92412,17609,"SCE","Southern California Edison Co","CA","Bundled","Investor Owned",0.15282410013724501,0.118736216293509,0.16512630366401199]
[92415,17609,"SCE","Southern California Edison Co","CA","Bundled","Investor Owned",0.15282410013724501,0.118736216293509,0.16512630366401199]
[92418,17609,"SCE","Southern California Edison Co","CA","Bundled","Investor Owned",0.15282410013724501,0.118736216293509,0.16512630366401199]
[92675,17609,"SCE","Southern California Edison Co","CA","Bundled","Investor Owned",0.15282410013724501,0.118736216293509,0.16512630366401199]
[90278,17609,"SCE","Southern California Edison Co","CA","Bundled","Investor Owned",0.15282410013724501,0.118736216293509,0.16512630366401199]
[90277,17609,"SCE","Southern California Edison Co","CA","Bundled","Investor Owned",0.15282410013724501,0.118736216293509,0.16512630366401199]
[90275,17609,"SCE","Southern California Edison Co","CA","Bundled","Investor Owned",0.15282410013724501,0.118736216293509,0.16512630366401199]
[90274,17609,"SCE","Southern California Edison Co","CA","Bundled","Investor Owned",0.15282410013724501,0.118736216293509,0.16512630366401199]
[90272,17609,"SCE","Southern California Edison Co","CA","Bundled","Investor Owned",0.15282410013724501,0.118736216293509,0.16512630366401199]
[90270,17609,"SCE","Southern California Edison Co","CA","Bundled","Investor Owned",0.15282410013724501,0.118736216293509,0.16512630366401199]
[93218,17609,"SCE","Southern California Edison Co","CA","Bundled","Investor Owned",0.15282410013724501,0.118736216293509,0.16512630366401199]
[93219,17609,"SCE","Southern California Edison Co","CA","Bundled","Investor Owned",0.15282410013724501,0.118736216293509,0.16512630366401199]
[93212,17609,"SCE","Southern California Edison Co","CA","Bundled","Investor Owned",0.15282410013724501,0.118736216293509,0.16512630366401199]
[93215,17609,"SCE","Southern California Edison Co","CA","Bundled","Investor Owned",0.15282410013724501,0.118736216293509,0.16512630366401199]
[93216,17609,"SCE","Southern California Edison Co","CA","Bundled","Investor Owned",0.15282410013724501,0.118736216293509,0.16512630366401199]
[90732,17609,"SCE","Southern California Edison Co","CA","Bundled","Investor Owned",0.15282410013724501,0.118736216293509,0.16512630366401199]
[90731,17609,"SCE","Southern California Edison Co","CA","Bundled","Investor Owned",0.15282410013724501,0.118736216293509,0.16512630366401199]
[92602,17609,"SCE","Southern California Edison Co","CA","Bundled","Investor Owned",0.15282410013724501,0.118736216293509,0.16512630366401199]
[92603,17609,"SCE","Southern California Edison Co","CA","Bundled","Investor Owned",0.15282410013724501,0.118736216293509,0.16512630366401199]
[92604,17609,"SCE","Southern California Edison Co","CA","Bundled","Investor Owned",0.15282410013724501,0.118736216293509,0.16512630366401199]
[92605,17609,"SCE","Southern California Edison Co","CA","Bundled","Investor Owned",0.15282410013724501,0.118736216293509,0.16512630366401199]
[92606,17609,"SCE","Southern California Edison Co","CA","Bundled","Investor Owned",0.15282410013724501,0.118736216293509,0.16512630366401199]
[92609,17609,"SCE","Southern California Edison Co","CA","Bundled","Investor Owned",0.15282410013724501,0.118736216293509,0.16512630366401199]
[93553,17609,"SCE","Southern California Edison Co","CA","Bundled","Investor Owned",0.15282410013724501,0.118736216293509,0.16512630366401199]
[93552,17609,"SCE","Southern California Edison Co","CA","Bundled","Investor Owned",0.15282410013724501,0.118736216293509,0.16512630366401199]
[93551,17609,"SCE","Southern California Edison Co","CA","Bundled","Investor Owned",0.15282410013724501,0.118736216293509,0.16512630366401199]
[93550,17609,"SCE","Southern California Edison Co","CA","Bundled","Investor Owned",0.15282410013724501,0.118736216293509,0.16512630366401199]
[93556,17609,"SCE","Southern California Edison Co","CA","Bundled","Investor Owned",0.15282410013724501,0.118736216293509,0.16512630366401199]
[93555,17609,"SCE","Southern California Edison Co","CA","Bundled","Investor Owned",0.15282410013724501,0.118736216293509,0.16512630366401199]
[93554,17609,"SCE","Southern California Edison Co","CA","Bundled","Investor Owned",0.15282410013724501,0.118736216293509,0.16512630366401199]
[93558,17609,"SCE","Southern California Edison Co","CA","Bundled","Investor Owned",0.15282410013724501,0.118736216293509,0.16512630366401199]
[92372,17609,"SCE","Southern California Edison Co","CA","Bundled","Investor Owned",0.15282410013724501,0.118736216293509,0.16512630366401199]
[92373,17609,"SCE","Southern California Edison Co","CA","Bundled","Investor Owned",0.15282410013724501,0.118736216293509,0.16512630366401199]
[92374,17609,"SCE","Southern California Edison Co","CA","Bundled","Investor Owned",0.15282410013724501,0.118736216293509,0.16512630366401199]
[92375,17609,"SCE","Southern California Edison Co","CA","Bundled","Investor Owned",0.15282410013724501,0.118736216293509,0.16512630366401199]
[92376,17609,"SCE","Southern California Edison Co","CA","Bundled","Investor Owned",0.15282410013724501,0.118736216293509,0.16512630366401199]
[92377,17609,"SCE","Southern California Edison Co","CA","Bundled","Investor Owned",0.15282410013724501,0.118736216293509,0.16512630366401199]
[93023,17609,"SCE","Southern California Edison Co","CA","Bundled","Investor Owned",0.15282410013724501,0.118736216293509,0.16512630366401199]
[93022,17609,"SCE","Southern California Edison Co","CA","Bundled","Investor Owned",0.15282410013724501,0.118736216293509,0.16512630366401199]
[93021,17609,"SCE","Southern California Edison Co","CA","Bundled","Investor Owned",0.15282410013724501,0.118736216293509,0.16512630366401199]
[91762,17609,"SCE","Southern California Edison Co","CA","Bundled","Investor Owned",0.15282410013724501,0.118736216293509,0.16512630366401199]
[91763,17609,"SCE","Southern California Edison Co","CA","Bundled","Investor Owned",0.15282410013724501,0.118736216293509,0.16512630366401199]
[91761,17609,"SCE","Southern California Edison Co","CA","Bundled","Investor Owned",0.15282410013724501,0.118736216293509,0.16512630366401199]
[91766,17609,"SCE","Southern California Edison Co","CA","Bundled","Investor Owned",0.15282410013724501,0.118736216293509,0.16512630366401199]
[91767,17609,"SCE","Southern California Edison Co","CA","Bundled","Investor Owned",0.15282410013724501,0.118736216293509,0.16512630366401199]
[91764,17609,"SCE","Southern California Edison Co","CA","Bundled","Investor Owned",0.15282410013724501,0.118736216293509,0.16512630366401199]
[91765,17609,"SCE","Southern California Edison Co","CA","Bundled","Investor Owned",0.15282410013724501,0.118736216293509,0.16512630366401199]
[92239,17609,"SCE","Southern California Edison Co","CA","Bundled","Investor Owned",0.15282410013724501,0.118736216293509,0.16512630366401199]
[92235,17609,"SCE","Southern California Edison Co","CA","Bundled","Investor Owned",0.15282410013724501,0.118736216293509,0.16512630366401199]
[92234,17609,"SCE","Southern California Edison Co","CA","Bundled","Investor Owned",0.15282410013724501,0.118736216293509,0.16512630366401199]
[92230,17609,"SCE","Southern California Edison Co","CA","Bundled","Investor Owned",0.15282410013724501,0.118736216293509,0.16512630366401199]
[92233,17609,"SCE","Southern California Edison Co","CA","Bundled","Investor Owned",0.15282410013724501,0.118736216293509,0.16512630366401199]
[90671,17609,"SCE","Southern California Edison Co","CA","Bundled","Investor Owned",0.15282410013724501,0.118736216293509,0.16512630366401199]
[92688,17609,"SCE","Southern California Edison Co","CA","Bundled","Investor Owned",0.15282410013724501,0.118736216293509,0.16512630366401199]
[92683,17609,"SCE","Southern California Edison Co","CA","Bundled","Investor Owned",0.15282410013724501,0.118736216293509,0.16512630366401199]
[92684,17609,"SCE","Southern California Edison Co","CA","Bundled","Investor Owned",0.15282410013724501,0.118736216293509,0.16512630366401199]
[92685,17609,"SCE","Southern California Edison Co","CA","Bundled","Investor Owned",0.15282410013724501,0.118736216293509,0.16512630366401199]
[92028,17609,"SCE","Southern California Edison Co","CA","Bundled","Investor Owned",0.15282410013724501,0.118736216293509,0.16512630366401199]
[90670,17609,"SCE","Southern California Edison Co","CA","Bundled","Investor Owned",0.15282410013724501,0.118736216293509,0.16512630366401199]
[93105,17609,"SCE","Southern California Edison Co","CA","Bundled","Investor Owned",0.15282410013724501,0.118736216293509,0.16512630366401199]
[93106,17609,"SCE","Southern California Edison Co","CA","Bundled","Investor Owned",0.15282410013724501,0.118736216293509,0.16512630366401199]
[93107,17609,"SCE","Southern California Edison Co","CA","Bundled","Investor Owned",0.15282410013724501,0.118736216293509,0.16512630366401199]
[93101,17609,"SCE","Southern California Edison Co","CA","Bundled","Investor Owned",0.15282410013724501,0.118736216293509,0.16512630366401199]
[93102,17609,"SCE","Southern California Edison Co","CA","Bundled","Investor Owned",0.15282410013724501,0.118736216293509,0.16512630366401199]
[93103,17609,"SCE","Southern California Edison Co","CA","Bundled","Investor Owned",0.15282410013724501,0.118736216293509,0.16512630366401199]
[93108,17609,"SCE","Southern California Edison Co","CA","Bundled","Investor Owned",0.15282410013724501,0.118736216293509,0.16512630366401199]
[93109,17609,"SCE","Southern California Edison Co","CA","Bundled","Investor Owned",0.15282410013724501,0.118736216293509,0.16512630366401199]
[93502,17609,"SCE","Southern California Edison Co","CA","Bundled","Investor Owned",0.15282410013724501,0.118736216293509,0.16512630366401199]
[93504,17609,"SCE","Southern California Edison Co","CA","Bundled","Investor Owned",0.15282410013724501,0.118736216293509,0.16512630366401199]
[93505,17609,"SCE","Southern California Edison Co","CA","Bundled","Investor Owned",0.15282410013724501,0.118736216293509,0.16512630366401199]
[90239,17609,"SCE","Southern California Edison Co","CA","Bundled","Investor Owned",0.15282410013724501,0.118736216293509,0.16512630366401199]
[90840,17609,"SCE","Southern California Edison Co","CA","Bundled","Investor Owned",0.15282410013724501,0.118736216293509,0.16512630366401199]
[90842,17609,"SCE","Southern California Edison Co","CA","Bundled","Investor Owned",0.15282410013724501,0.118736216293509,0.16512630366401199]
[90846,17609,"SCE","Southern California Edison Co","CA","Bundled","Investor Owned",0.15282410013724501,0.118736216293509,0.16512630366401199]
[90847,17609,"SCE","Southern California Edison Co","CA","Bundled","Investor Owned",0.15282410013724501,0.118736216293509,0.16512630366401199]
[92648,17609,"SCE","Southern California Edison Co","CA","Bundled","Investor Owned",0.15282410013724501,0.118736216293509,0.16512630366401199]
[95389,17609,"SCE","Southern California Edison Co","CA","Bundled","Investor Owned",0.15282410013724501,0.118736216293509,0.16512630366401199]
[91367,17609,"SCE","Southern California Edison Co","CA","Bundled","Investor Owned",0.15282410013724501,0.118736216293509,0.16512630366401199]
[91364,17609,"SCE","Southern California Edison Co","CA","Bundled","Investor Owned",0.15282410013724501,0.118736216293509,0.16512630366401199]
[91362,17609,"SCE","Southern California Edison Co","CA","Bundled","Investor Owned",0.15282410013724501,0.118736216293509,0.16512630366401199]
[91360,17609,"SCE","Southern California Edison Co","CA","Bundled","Investor Owned",0.15282410013724501,0.118736216293509,0.16512630366401199]
[91361,17609,"SCE","Southern California Edison Co","CA","Bundled","Investor Owned",0.15282410013724501,0.118736216293509,0.16512630366401199]
[91758,17609,"SCE","Southern California Edison Co","CA","Bundled","Investor Owned",0.15282410013724501,0.118736216293509,0.16512630366401199]
[91756,17609,"SCE","Southern California Edison Co","CA","Bundled","Investor Owned",0.15282410013724501,0.118736216293509,0.16512630366401199]
[92286,17609,"SCE","Southern California Edison Co","CA","Bundled","Investor Owned",0.15282410013724501,0.118736216293509,0.16512630366401199]
[93615,17609,"SCE","Southern California Edison Co","CA","Bundled","Investor Owned",0.15282410013724501,0.118736216293509,0.16512630366401199]
[93618,17609,"SCE","Southern California Edison Co","CA","Bundled","Investor Owned",0.15282410013724501,0.118736216293509,0.16512630366401199]
[90032,17609,"SCE","Southern California Edison Co","CA","Bundled","Investor Owned",0.15282410013724501,0.118736216293509,0.16512630366401199]
[92226,17609,"SCE","Southern California Edison Co","CA","Bundled","Investor Owned",0.15282410013724501,0.118736216293509,0.16512630366401199]
[92223,17609,"SCE","Southern California Edison Co","CA","Bundled","Investor Owned",0.15282410013724501,0.118736216293509,0.16512630366401199]
[90509,17609,"SCE","Southern California Edison Co","CA","Bundled","Investor Owned",0.15282410013724501,0.118736216293509,0.16512630366401199]
[92857,17609,"SCE","Southern California Edison Co","CA","Bundled","Investor Owned",0.15282410013724501,0.118736216293509,0.16512630366401199]
[92856,17609,"SCE","Southern California Edison Co","CA","Bundled","Investor Owned",0.15282410013724501,0.118736216293509,0.16512630366401199]
[92859,17609,"SCE","Southern California Edison Co","CA","Bundled","Investor Owned",0.15282410013724501,0.118736216293509,0.16512630366401199]
[91793,17609,"SCE","Southern California Edison Co","CA","Bundled","Investor Owned",0.15282410013724501,0.118736216293509,0.16512630366401199]
[91792,17609,"SCE","Southern California Edison Co","CA","Bundled","Investor Owned",0.15282410013724501,0.118736216293509,0.16512630366401199]
[91791,17609,"SCE","Southern California Edison Co","CA","Bundled","Investor Owned",0.15282410013724501,0.118736216293509,0.16512630366401199]
[91790,17609,"SCE","Southern California Edison Co","CA","Bundled","Investor Owned",0.15282410013724501,0.118736216293509,0.16512630366401199]
[90220,17609,"SCE","Southern California Edison Co","CA","Bundled","Investor Owned",0.15282410013724501,0.118736216293509,0.16512630366401199]
[90221,17609,"SCE","Southern California Edison Co","CA","Bundled","Investor Owned",0.15282410013724501,0.118736216293509,0.16512630366401199]
[90222,17609,"SCE","Southern California Edison Co","CA","Bundled","Investor Owned",0.15282410013724501,0.118736216293509,0.16512630366401199]
[90223,17609,"SCE","Southern California Edison Co","CA","Bundled","Investor Owned",0.15282410013724501,0.118736216293509,0.16512630366401199]
[90063,17609,"SCE","Southern California Edison Co","CA","Bundled","Investor Owned",0.15282410013724501,0.118736216293509,0.16512630366401199]
[92711,17609,"SCE","Southern California Edison Co","CA","Bundled","Investor Owned",0.15282410013724501,0.118736216293509,0.16512630366401199]
[93221,17609,"SCE","Southern California Edison Co","CA","Bundled","Investor Owned",0.15282410013724501,0.118736216293509,0.16512630366401199]
[93220,17609,"SCE","Southern California Edison Co","CA","Bundled","Investor Owned",0.15282410013724501,0.118736216293509,0.16512630366401199]
[93223,17609,"SCE","Southern California Edison Co","CA","Bundled","Investor Owned",0.15282410013724501,0.118736216293509,0.16512630366401199]
[93222,17609,"SCE","Southern California Edison Co","CA","Bundled","Investor Owned",0.15282410013724501,0.118736216293509,0.16512630366401199]
[93225,17609,"SCE","Southern California Edison Co","CA","Bundled","Investor Owned",0.15282410013724501,0.118736216293509,0.16512630366401199]
[93227,17609,"SCE","Southern California Edison Co","CA","Bundled","Investor Owned",0.15282410013724501,0.118736216293509,0.16512630366401199]
[93226,17609,"SCE","Southern California Edison Co","CA","Bundled","Investor Owned",0.15282410013724501,0.118736216293509,0.16512630366401199]
[92630,17609,"SCE","Southern California Edison Co","CA","Bundled","Investor Owned",0.15282410013724501,0.118736216293509,0.16512630366401199]
[90056,17609,"SCE","Southern California Edison Co","CA","Bundled","Investor Owned",0.15282410013724501,0.118736216293509,0.16512630366401199]
[90051,17609,"SCE","Southern California Edison Co","CA","Bundled","Investor Owned",0.15282410013724501,0.118736216293509,0.16512630366401199]
[90059,17609,"SCE","Southern California Edison Co","CA","Bundled","Investor Owned",0.15282410013724501,0.118736216293509,0.16512630366401199]
[90058,17609,"SCE","Southern California Edison Co","CA","Bundled","Investor Owned",0.15282410013724501,0.118736216293509,0.16512630366401199]
[92341,17609,"SCE","Southern California Edison Co","CA","Bundled","Investor Owned",0.15282410013724501,0.118736216293509,0.16512630366401199]
[92340,17609,"SCE","Southern California Edison Co","CA","Bundled","Investor Owned",0.15282410013724501,0.118736216293509,0.16512630366401199]
[92342,17609,"SCE","Southern California Edison Co","CA","Bundled","Investor Owned",0.15282410013724501,0.118736216293509,0.16512630366401199]
[92345,17609,"SCE","Southern California Edison Co","CA","Bundled","Investor Owned",0.15282410013724501,0.118736216293509,0.16512630366401199]
[92344,17609,"SCE","Southern California Edison Co","CA","Bundled","Investor Owned",0.15282410013724501,0.118736216293509,0.16512630366401199]
[92347,17609,"SCE","Southern California Edison Co","CA","Bundled","Investor Owned",0.15282410013724501,0.118736216293509,0.16512630366401199]
[92346,17609,"SCE","Southern California Edison Co","CA","Bundled","Investor Owned",0.15282410013724501,0.118736216293509,0.16512630366401199]
[92549,17609,"SCE","Southern California Edison Co","CA","Bundled","Investor Owned",0.15282410013724501,0.118736216293509,0.16512630366401199]
[92543,17609,"SCE","Southern California Edison Co","CA","Bundled","Investor Owned",0.15282410013724501,0.118736216293509,0.16512630366401199]
[91739,17609,"SCE","Southern California Edison Co","CA","Bundled","Investor Owned",0.15282410013724501,0.118736216293509,0.16512630366401199]
[93634,17609,"SCE","Southern California Edison Co","CA","Bundled","Investor Owned",0.15282410013724501,0.118736216293509,0.16512630366401199]
[93631,17609,"SCE","Southern California Edison Co","CA","Bundled","Investor Owned",0.15282410013724501,0.118736216293509,0.16512630366401199]
[91003,17609,"SCE","Southern California Edison Co","CA","Bundled","Investor Owned",0.15282410013724501,0.118736216293509,0.16512630366401199]
[91001,17609,"SCE","Southern California Edison Co","CA","Bundled","Investor Owned",0.15282410013724501,0.118736216293509,0.16512630366401199]
[91710,17609,"SCE","Southern California Edison Co","CA","Bundled","Investor Owned",0.15282410013724501,0.118736216293509,0.16512630366401199]
[91716,17609,"SCE","Southern California Edison Co","CA","Bundled","Investor Owned",0.15282410013724501,0.118736216293509,0.16512630366401199]
[91715,17609,"SCE","Southern California Edison Co","CA","Bundled","Investor Owned",0.15282410013724501,0.118736216293509,0.16512630366401199]
[91714,17609,"SCE","Southern California Edison Co","CA","Bundled","Investor Owned",0.15282410013724501,0.118736216293509,0.16512630366401199]
[93020,17609,"SCE","Southern California Edison Co","CA","Bundled","Investor Owned",0.15282410013724501,0.118736216293509,0.16512630366401199]
[90747,17609,"SCE","Southern California Edison Co","CA","Bundled","Investor Owned",0.15282410013724501,0.118736216293509,0.16512630366401199]
[90746,17609,"SCE","Southern California Edison Co","CA","Bundled","Investor Owned",0.15282410013724501,0.118736216293509,0.16512630366401199]
[90745,17609,"SCE","Southern California Edison Co","CA","Bundled","Investor Owned",0.15282410013724501,0.118736216293509,0.16512630366401199]
[90744,17609,"SCE","Southern California Edison Co","CA","Bundled","Investor Owned",0.15282410013724501,0.118736216293509,0.16512630366401199]
[90743,17609,"SCE","Southern California Edison Co","CA","Bundled","Investor Owned",0.15282410013724501,0.118736216293509,0.16512630366401199]
[90742,17609,"SCE","Southern California Edison Co","CA","Bundled","Investor Owned",0.15282410013724501,0.118736216293509,0.16512630366401199]
[90740,17609,"SCE","Southern California Edison Co","CA","Bundled","Investor Owned",0.15282410013724501,0.118736216293509,0.16512630366401199]
[90749,17609,"SCE","Southern California Edison Co","CA","Bundled","Investor Owned",0.15282410013724501,0.118736216293509,0.16512630366401199]
[93501,17609,"SCE","Southern California Edison Co","CA","Bundled","Investor Owned",0.15282410013724501,0.118736216293509,0.16512630366401199]
[90501,17609,"SCE","Southern California Edison Co","CA","Bundled","Investor Owned",0.15282410013724501,0.118736216293509,0.16512630366401199]
[90503,17609,"SCE","Southern California Edison Co","CA","Bundled","Investor Owned",0.15282410013724501,0.118736216293509,0.16512630366401199]
[90502,17609,"SCE","Southern California Edison Co","CA","Bundled","Investor Owned",0.15282410013724501,0.118736216293509,0.16512630366401199]
[90505,17609,"SCE","Southern California Edison Co","CA","Bundled","Investor Owned",0.15282410013724501,0.118736216293509,0.16512630366401199]
[90504,17609,"SCE","Southern California Edison Co","CA","Bundled","Investor Owned",0.15282410013724501,0.118736216293509,0.16512630366401199]
[90507,17609,"SCE","Southern California Edison Co","CA","Bundled","Investor Owned",0.15282410013724501,0.118736216293509,0.16512630366401199]
[90506,17609,"SCE","Southern California Edison Co","CA","Bundled","Investor Owned",0.15282410013724501,0.118736216293509,0.16512630366401199]
[90508,17609,"SCE","Southern California Edison Co","CA","Bundled","Investor Owned",0.15282410013724501,0.118736216293509,0.16512630366401199]
[90639,17609,"SCE","Southern California Edison Co","CA","Bundled","Investor Owned",0.15282410013724501,0.118736216293509,0.16512630366401199]
[91009,17609,"SCE","Southern California Edison Co","CA","Bundled","Investor Owned",0.15282410013724501,0.118736216293509,0.16512630366401199]
[91008,17609,"SCE","Southern California Edison Co","CA","Bundled","Investor Owned",0.15282410013724501,0.118736216293509,0.16512630366401199]
[91007,17609,"SCE","Southern California Edison Co","CA","Bundled","Investor Owned",0.15282410013724501,0.118736216293509,0.16512630366401199]
[91006,17609,"SCE","Southern California Edison Co","CA","Bundled","Investor Owned",0.15282410013724501,0.118736216293509,0.16512630366401199]
[92061,17609,"SCE","Southern California Edison Co","CA","Bundled","Investor Owned",0.15282410013724501,0.118736216293509,0.16512630366401199]
[90310,17609,"SCE","Southern California Edison Co","CA","Delivery","Investor Owned",5.8218690345614901E-2,3.8535773950371797E-2,8.4950869845360794E-2]
[90312,17609,"SCE","Southern California Edison Co","CA","Delivery","Investor Owned",5.8218690345614901E-2,3.8535773950371797E-2,8.4950869845360794E-2]
[92262,17609,"SCE","Southern California Edison Co","CA","Delivery","Investor Owned",5.8218690345614901E-2,3.8535773950371797E-2,8.4950869845360794E-2]
[92263,17609,"SCE","Southern California Edison Co","CA","Delivery","Investor Owned",5.8218690345614901E-2,3.8535773950371797E-2,8.4950869845360794E-2]
[92260,17609,"SCE","Southern California Edison Co","CA","Delivery","Investor Owned",5.8218690345614901E-2,3.8535773950371797E-2,8.4950869845360794E-2]
[92261,17609,"SCE","Southern California Edison Co","CA","Delivery","Investor Owned",5.8218690345614901E-2,3.8535773950371797E-2,8.4950869845360794E-2]
[92266,17609,"SCE","Southern California Edison Co","CA","Delivery","Investor Owned",5.8218690345614901E-2,3.8535773950371797E-2,8.4950869845360794E-2]
[92267,17609,"SCE","Southern California Edison Co","CA","Delivery","Investor Owned",5.8218690345614901E-2,3.8535773950371797E-2,8.4950869845360794E-2]
[92264,17609,"SCE","Southern California Edison Co","CA","Delivery","Investor Owned",5.8218690345614901E-2,3.8535773950371797E-2,8.4950869845360794E-2]
[92268,17609,"SCE","Southern California Edison Co","CA","Delivery","Investor Owned",5.8218690345614901E-2,3.8535773950371797E-2,8.4950869845360794E-2]
[92886,17609,"SCE","Southern California Edison Co","CA","Delivery","Investor Owned",5.8218690345614901E-2,3.8535773950371797E-2,8.4950869845360794E-2]
[92887,17609,"SCE","Southern California Edison Co","CA","Delivery","Investor Owned",5.8218690345614901E-2,3.8535773950371797E-2,8.4950869845360794E-2]
[92885,17609,"SCE","Southern California Edison Co","CA","Delivery","Investor Owned",5.8218690345614901E-2,3.8535773950371797E-2,8.4950869845360794E-2]
[92882,17609,"SCE","Southern California Edison Co","CA","Delivery","Investor Owned",5.8218690345614901E-2,3.8535773950371797E-2,8.4950869845360794E-2]
[92883,17609,"SCE","Southern California Edison Co","CA","Delivery","Investor Owned",5.8218690345614901E-2,3.8535773950371797E-2,8.4950869845360794E-2]
[92880,17609,"SCE","Southern California Edison Co","CA","Delivery","Investor Owned",5.8218690345614901E-2,3.8535773950371797E-2,8.4950869845360794E-2]
[92881,17609,"SCE","Southern California Edison Co","CA","Delivery","Investor Owned",5.8218690345614901E-2,3.8535773950371797E-2,8.4950869845360794E-2]
[91214,17609,"SCE","Southern California Edison Co","CA","Delivery","Investor Owned",5.8218690345614901E-2,3.8535773950371797E-2,8.4950869845360794E-2]
[90311,17609,"SCE","Southern California Edison Co","CA","Delivery","Investor Owned",5.8218690345614901E-2,3.8535773950371797E-2,8.4950869845360794E-2]
[90290,17609,"SCE","Southern California Edison Co","CA","Delivery","Investor Owned",5.8218690345614901E-2,3.8535773950371797E-2,8.4950869845360794E-2]
[90293,17609,"SCE","Southern California Edison Co","CA","Delivery","Investor Owned",5.8218690345614901E-2,3.8535773950371797E-2,8.4950869845360794E-2]
[92833,17609,"SCE","Southern California Edison Co","CA","Delivery","Investor Owned",5.8218690345614901E-2,3.8535773950371797E-2,8.4950869845360794E-2]
[92831,17609,"SCE","Southern California Edison Co","CA","Delivery","Investor Owned",5.8218690345614901E-2,3.8535773950371797E-2,8.4950869845360794E-2]
[92835,17609,"SCE","Southern California Edison Co","CA","Delivery","Investor Owned",5.8218690345614901E-2,3.8535773950371797E-2,8.4950869845360794E-2]
[92834,17609,"SCE","Southern California Edison Co","CA","Delivery","Investor Owned",5.8218690345614901E-2,3.8535773950371797E-2,8.4950869845360794E-2]
[93581,17609,"SCE","Southern California Edison Co","CA","Delivery","Investor Owned",5.8218690345614901E-2,3.8535773950371797E-2,8.4950869845360794E-2]
[93584,17609,"SCE","Southern California Edison Co","CA","Delivery","Investor Owned",5.8218690345614901E-2,3.8535773950371797E-2,8.4950869845360794E-2]
[93586,17609,"SCE","Southern California Edison Co","CA","Delivery","Investor Owned",5.8218690345614901E-2,3.8535773950371797E-2,8.4950869845360794E-2]
[90622,17609,"SCE","Southern California Edison Co","CA","Delivery","Investor Owned",5.8218690345614901E-2,3.8535773950371797E-2,8.4950869845360794E-2]
[90623,17609,"SCE","Southern California Edison Co","CA","Delivery","Investor Owned",5.8218690345614901E-2,3.8535773950371797E-2,8.4950869845360794E-2]
[90624,17609,"SCE","Southern California Edison Co","CA","Delivery","Investor Owned",5.8218690345614901E-2,3.8535773950371797E-2,8.4950869845360794E-2]
[92572,17609,"SCE","Southern California Edison Co","CA","Delivery","Investor Owned",5.8218690345614901E-2,3.8535773950371797E-2,8.4950869845360794E-2]
[92570,17609,"SCE","Southern California Edison Co","CA","Delivery","Investor Owned",5.8218690345614901E-2,3.8535773950371797E-2,8.4950869845360794E-2]
[92571,17609,"SCE","Southern California Edison Co","CA","Delivery","Investor Owned",5.8218690345614901E-2,3.8535773950371797E-2,8.4950869845360794E-2]
[92394,17609,"SCE","Southern California Edison Co","CA","Delivery","Investor Owned",5.8218690345614901E-2,3.8535773950371797E-2,8.4950869845360794E-2]
[92395,17609,"SCE","Southern California Edison Co","CA","Delivery","Investor Owned",5.8218690345614901E-2,3.8535773950371797E-2,8.4950869845360794E-2]
[92391,17609,"SCE","Southern California Edison Co","CA","Delivery","Investor Owned",5.8218690345614901E-2,3.8535773950371797E-2,8.4950869845360794E-2]
[92398,17609,"SCE","Southern California Edison Co","CA","Delivery","Investor Owned",5.8218690345614901E-2,3.8535773950371797E-2,8.4950869845360794E-2]
[92399,17609,"SCE","Southern California Edison Co","CA","Delivery","Investor Owned",5.8218690345614901E-2,3.8535773950371797E-2,8.4950869845360794E-2]
[91724,17609,"SCE","Southern California Edison Co","CA","Delivery","Investor Owned",5.8218690345614901E-2,3.8535773950371797E-2,8.4950869845360794E-2]
[91896,17609,"SCE","Southern California Edison Co","CA","Delivery","Investor Owned",5.8218690345614901E-2,3.8535773950371797E-2,8.4950869845360794E-2]
[91899,17609,"SCE","Southern California Edison Co","CA","Delivery","Investor Owned",5.8218690345614901E-2,3.8535773950371797E-2,8.4950869845360794E-2]
[92808,17609,"SCE","Southern California Edison Co","CA","Delivery","Investor Owned",5.8218690345614901E-2,3.8535773950371797E-2,8.4950869845360794E-2]
[92806,17609,"SCE","Southern California Edison Co","CA","Delivery","Investor Owned",5.8218690345614901E-2,3.8535773950371797E-2,8.4950869845360794E-2]
[92807,17609,"SCE","Southern California Edison Co","CA","Delivery","Investor Owned",5.8218690345614901E-2,3.8535773950371797E-2,8.4950869845360794E-2]
[92804,17609,"SCE","Southern California Edison Co","CA","Delivery","Investor Owned",5.8218690345614901E-2,3.8535773950371797E-2,8.4950869845360794E-2]
[92805,17609,"SCE","Southern California Edison Co","CA","Delivery","Investor Owned",5.8218690345614901E-2,3.8535773950371797E-2,8.4950869845360794E-2]
[92802,17609,"SCE","Southern California Edison Co","CA","Delivery","Investor Owned",5.8218690345614901E-2,3.8535773950371797E-2,8.4950869845360794E-2]
[92801,17609,"SCE","Southern California Edison Co","CA","Delivery","Investor Owned",5.8218690345614901E-2,3.8535773950371797E-2,8.4950869845360794E-2]
[93274,17609,"SCE","Southern California Edison Co","CA","Delivery","Investor Owned",5.8218690345614901E-2,3.8535773950371797E-2,8.4950869845360794E-2]
[93275,17609,"SCE","Southern California Edison Co","CA","Delivery","Investor Owned",5.8218690345614901E-2,3.8535773950371797E-2,8.4950869845360794E-2]
[93270,17609,"SCE","Southern California Edison Co","CA","Delivery","Investor Owned",5.8218690345614901E-2,3.8535773950371797E-2,8.4950869845360794E-2]
[93271,17609,"SCE","Southern California Edison Co","CA","Delivery","Investor Owned",5.8218690345614901E-2,3.8535773950371797E-2,8.4950869845360794E-2]
[91311,17609,"SCE","Southern California Edison Co","CA","Delivery","Investor Owned",5.8218690345614901E-2,3.8535773950371797E-2,8.4950869845360794E-2]
[91319,17609,"SCE","Southern California Edison Co","CA","Delivery","Investor Owned",5.8218690345614901E-2,3.8535773950371797E-2,8.4950869845360794E-2]
[92662,17609,"SCE","Southern California Edison Co","CA","Delivery","Investor Owned",5.8218690345614901E-2,3.8535773950371797E-2,8.4950869845360794E-2]
[92663,17609,"SCE","Southern California Edison Co","CA","Delivery","Investor Owned",5.8218690345614901E-2,3.8535773950371797E-2,8.4950869845360794E-2]
[92661,17609,"SCE","Southern California Edison Co","CA","Delivery","Investor Owned",5.8218690345614901E-2,3.8535773950371797E-2,8.4950869845360794E-2]
[92378,17609,"SCE","Southern California Edison Co","CA","Delivery","Investor Owned",5.8218690345614901E-2,3.8535773950371797E-2,8.4950869845360794E-2]
[90001,17609,"SCE","Southern California Edison Co","CA","Delivery","Investor Owned",5.8218690345614901E-2,3.8535773950371797E-2,8.4950869845360794E-2]
[90002,17609,"SCE","Southern California Edison Co","CA","Delivery","Investor Owned",5.8218690345614901E-2,3.8535773950371797E-2,8.4950869845360794E-2]
[92318,17609,"SCE","Southern California Edison Co","CA","Delivery","Investor Owned",5.8218690345614901E-2,3.8535773950371797E-2,8.4950869845360794E-2]
[92316,17609,"SCE","Southern California Edison Co","CA","Delivery","Investor Owned",5.8218690345614901E-2,3.8535773950371797E-2,8.4950869845360794E-2]
[92317,17609,"SCE","Southern California Edison Co","CA","Delivery","Investor Owned",5.8218690345614901E-2,3.8535773950371797E-2,8.4950869845360794E-2]
[92312,17609,"SCE","Southern California Edison Co","CA","Delivery","Investor Owned",5.8218690345614901E-2,3.8535773950371797E-2,8.4950869845360794E-2]
[93024,17609,"SCE","Southern California Edison Co","CA","Delivery","Investor Owned",5.8218690345614901E-2,3.8535773950371797E-2,8.4950869845360794E-2]
[93670,17609,"SCE","Southern California Edison Co","CA","Delivery","Investor Owned",5.8218690345614901E-2,3.8535773950371797E-2,8.4950869845360794E-2]
[91040,17609,"SCE","Southern California Edison Co","CA","Delivery","Investor Owned",5.8218690345614901E-2,3.8535773950371797E-2,8.4950869845360794E-2]
[92531,17609,"SCE","Southern California Edison Co","CA","Delivery","Investor Owned",5.8218690345614901E-2,3.8535773950371797E-2,8.4950869845360794E-2]
[90714,17609,"SCE","Southern California Edison Co","CA","Delivery","Investor Owned",5.8218690345614901E-2,3.8535773950371797E-2,8.4950869845360794E-2]
[90715,17609,"SCE","Southern California Edison Co","CA","Delivery","Investor Owned",5.8218690345614901E-2,3.8535773950371797E-2,8.4950869845360794E-2]
[90716,17609,"SCE","Southern California Edison Co","CA","Delivery","Investor Owned",5.8218690345614901E-2,3.8535773950371797E-2,8.4950869845360794E-2]
[90717,17609,"SCE","Southern California Edison Co","CA","Delivery","Investor Owned",5.8218690345614901E-2,3.8535773950371797E-2,8.4950869845360794E-2]
[90710,17609,"SCE","Southern California Edison Co","CA","Delivery","Investor Owned",5.8218690345614901E-2,3.8535773950371797E-2,8.4950869845360794E-2]
[90711,17609,"SCE","Southern California Edison Co","CA","Delivery","Investor Owned",5.8218690345614901E-2,3.8535773950371797E-2,8.4950869845360794E-2]
[90712,17609,"SCE","Southern California Edison Co","CA","Delivery","Investor Owned",5.8218690345614901E-2,3.8535773950371797E-2,8.4950869845360794E-2]
[90713,17609,"SCE","Southern California Edison Co","CA","Delivery","Investor Owned",5.8218690345614901E-2,3.8535773950371797E-2,8.4950869845360794E-2]
[91390,17609,"SCE","Southern California Edison Co","CA","Delivery","Investor Owned",5.8218690345614901E-2,3.8535773950371797E-2,8.4950869845360794E-2]
[93539,17609,"SCE","Southern California Edison Co","CA","Delivery","Investor Owned",5.8218690345614901E-2,3.8535773950371797E-2,8.4950869845360794E-2]
[93531,17609,"SCE","Southern California Edison Co","CA","Delivery","Investor Owned",5.8218690345614901E-2,3.8535773950371797E-2,8.4950869845360794E-2]
[93530,17609,"SCE","Southern California Edison Co","CA","Delivery","Investor Owned",5.8218690345614901E-2,3.8535773950371797E-2,8.4950869845360794E-2]
[93532,17609,"SCE","Southern California Edison Co","CA","Delivery","Investor Owned",5.8218690345614901E-2,3.8535773950371797E-2,8.4950869845360794E-2]
[93535,17609,"SCE","Southern California Edison Co","CA","Delivery","Investor Owned",5.8218690345614901E-2,3.8535773950371797E-2,8.4950869845360794E-2]
[93534,17609,"SCE","Southern California Edison Co","CA","Delivery","Investor Owned",5.8218690345614901E-2,3.8535773950371797E-2,8.4950869845360794E-2]
[93536,17609,"SCE","Southern California Edison Co","CA","Delivery","Investor Owned",5.8218690345614901E-2,3.8535773950371797E-2,8.4950869845360794E-2]
[93041,17609,"SCE","Southern California Edison Co","CA","Delivery","Investor Owned",5.8218690345614901E-2,3.8535773950371797E-2,8.4950869845360794E-2]
[93040,17609,"SCE","Southern California Edison Co","CA","Delivery","Investor Owned",5.8218690345614901E-2,3.8535773950371797E-2,8.4950869845360794E-2]
[93042,17609,"SCE","Southern California Edison Co","CA","Delivery","Investor Owned",5.8218690345614901E-2,3.8535773950371797E-2,8.4950869845360794E-2]
[92837,17609,"SCE","Southern California Edison Co","CA","Delivery","Investor Owned",5.8218690345614901E-2,3.8535773950371797E-2,8.4950869845360794E-2]
[92836,17609,"SCE","Southern California Edison Co","CA","Delivery","Investor Owned",5.8218690345614901E-2,3.8535773950371797E-2,8.4950869845360794E-2]
[92583,17609,"SCE","Southern California Edison Co","CA","Delivery","Investor Owned",5.8218690345614901E-2,3.8535773950371797E-2,8.4950869845360794E-2]
[92582,17609,"SCE","Southern California Edison Co","CA","Delivery","Investor Owned",5.8218690345614901E-2,3.8535773950371797E-2,8.4950869845360794E-2]
[92581,17609,"SCE","Southern California Edison Co","CA","Delivery","Investor Owned",5.8218690345614901E-2,3.8535773950371797E-2,8.4950869845360794E-2]
[92587,17609,"SCE","Southern California Edison Co","CA","Delivery","Investor Owned",5.8218690345614901E-2,3.8535773950371797E-2,8.4950869845360794E-2]
[92586,17609,"SCE","Southern California Edison Co","CA","Delivery","Investor Owned",5.8218690345614901E-2,3.8535773950371797E-2,8.4950869845360794E-2]
[92585,17609,"SCE","Southern California Edison Co","CA","Delivery","Investor Owned",5.8218690345614901E-2,3.8535773950371797E-2,8.4950869845360794E-2]
[92584,17609,"SCE","Southern California Edison Co","CA","Delivery","Investor Owned",5.8218690345614901E-2,3.8535773950371797E-2,8.4950869845360794E-2]
[92589,17609,"SCE","Southern California Edison Co","CA","Delivery","Investor Owned",5.8218690345614901E-2,3.8535773950371797E-2,8.4950869845360794E-2]
[92059,17609,"SCE","Southern California Edison Co","CA","Delivery","Investor Owned",5.8218690345614901E-2,3.8535773950371797E-2,8.4950869845360794E-2]
[90620,17609,"SCE","Southern California Edison Co","CA","Delivery","Investor Owned",5.8218690345614901E-2,3.8535773950371797E-2,8.4950869845360794E-2]
[91748,17609,"SCE","Southern California Edison Co","CA","Delivery","Investor Owned",5.8218690345614901E-2,3.8535773950371797E-2,8.4950869845360794E-2]
[91740,17609,"SCE","Southern California Edison Co","CA","Delivery","Investor Owned",5.8218690345614901E-2,3.8535773950371797E-2,8.4950869845360794E-2]
[91744,17609,"SCE","Southern California Edison Co","CA","Delivery","Investor Owned",5.8218690345614901E-2,3.8535773950371797E-2,8.4950869845360794E-2]
[92210,17609,"SCE","Southern California Edison Co","CA","Delivery","Investor Owned",5.8218690345614901E-2,3.8535773950371797E-2,8.4950869845360794E-2]
[93517,17609,"SCE","Southern California Edison Co","CA","Delivery","Investor Owned",5.8218690345614901E-2,3.8535773950371797E-2,8.4950869845360794E-2]
[93510,17609,"SCE","Southern California Edison Co","CA","Delivery","Investor Owned",5.8218690345614901E-2,3.8535773950371797E-2,8.4950869845360794E-2]
[91301,17609,"SCE","Southern California Edison Co","CA","Delivery","Investor Owned",5.8218690345614901E-2,3.8535773950371797E-2,8.4950869845360794E-2]
[91302,17609,"SCE","Southern California Edison Co","CA","Delivery","Investor Owned",5.8218690345614901E-2,3.8535773950371797E-2,8.4950869845360794E-2]
[90822,17609,"SCE","Southern California Edison Co","CA","Delivery","Investor Owned",5.8218690345614901E-2,3.8535773950371797E-2,8.4950869845360794E-2]
[91768,17609,"SCE","Southern California Edison Co","CA","Delivery","Investor Owned",5.8218690345614901E-2,3.8535773950371797E-2,8.4950869845360794E-2]
[91769,17609,"SCE","Southern California Edison Co","CA","Delivery","Investor Owned",5.8218690345614901E-2,3.8535773950371797E-2,8.4950869845360794E-2]
[91735,17609,"SCE","Southern California Edison Co","CA","Delivery","Investor Owned",5.8218690345614901E-2,3.8535773950371797E-2,8.4950869845360794E-2]
[90610,17609,"SCE","Southern California Edison Co","CA","Delivery","Investor Owned",5.8218690345614901E-2,3.8535773950371797E-2,8.4950869845360794E-2]
[92509,17609,"SCE","Southern California Edison Co","CA","Delivery","Investor Owned",5.8218690345614901E-2,3.8535773950371797E-2,8.4950869845360794E-2]
[92508,17609,"SCE","Southern California Edison Co","CA","Delivery","Investor Owned",5.8218690345614901E-2,3.8535773950371797E-2,8.4950869845360794E-2]
[92503,17609,"SCE","Southern California Edison Co","CA","Delivery","Investor Owned",5.8218690345614901E-2,3.8535773950371797E-2,8.4950869845360794E-2]
[92501,17609,"SCE","Southern California Edison Co","CA","Delivery","Investor Owned",5.8218690345614901E-2,3.8535773950371797E-2,8.4950869845360794E-2]
[92507,17609,"SCE","Southern California Edison Co","CA","Delivery","Investor Owned",5.8218690345614901E-2,3.8535773950371797E-2,8.4950869845360794E-2]
[92506,17609,"SCE","Southern California Edison Co","CA","Delivery","Investor Owned",5.8218690345614901E-2,3.8535773950371797E-2,8.4950869845360794E-2]
[92505,17609,"SCE","Southern California Edison Co","CA","Delivery","Investor Owned",5.8218690345614901E-2,3.8535773950371797E-2,8.4950869845360794E-2]
[92504,17609,"SCE","Southern California Edison Co","CA","Delivery","Investor Owned",5.8218690345614901E-2,3.8535773950371797E-2,8.4950869845360794E-2]
[92799,17609,"SCE","Southern California Edison Co","CA","Delivery","Investor Owned",5.8218690345614901E-2,3.8535773950371797E-2,8.4950869845360794E-2]
[93160,17609,"SCE","Southern California Edison Co","CA","Delivery","Investor Owned",5.8218690345614901E-2,3.8535773950371797E-2,8.4950869845360794E-2]
[92712,17609,"SCE","Southern California Edison Co","CA","Delivery","Investor Owned",5.8218690345614901E-2,3.8535773950371797E-2,8.4950869845360794E-2]
[92708,17609,"SCE","Southern California Edison Co","CA","Delivery","Investor Owned",5.8218690345614901E-2,3.8535773950371797E-2,8.4950869845360794E-2]
[92707,17609,"SCE","Southern California Edison Co","CA","Delivery","Investor Owned",5.8218690345614901E-2,3.8535773950371797E-2,8.4950869845360794E-2]
[93287,17609,"SCE","Southern California Edison Co","CA","Delivery","Investor Owned",5.8218690345614901E-2,3.8535773950371797E-2,8.4950869845360794E-2]
[93286,17609,"SCE","Southern California Edison Co","CA","Delivery","Investor Owned",5.8218690345614901E-2,3.8535773950371797E-2,8.4950869845360794E-2]
[93285,17609,"SCE","Southern California Edison Co","CA","Delivery","Investor Owned",5.8218690345614901E-2,3.8535773950371797E-2,8.4950869845360794E-2]
[93283,17609,"SCE","Southern California Edison Co","CA","Delivery","Investor Owned",5.8218690345614901E-2,3.8535773950371797E-2,8.4950869845360794E-2]
[93280,17609,"SCE","Southern California Edison Co","CA","Delivery","Investor Owned",5.8218690345614901E-2,3.8535773950371797E-2,8.4950869845360794E-2]
[91344,17609,"SCE","Southern California Edison Co","CA","Delivery","Investor Owned",5.8218690345614901E-2,3.8535773950371797E-2,8.4950869845360794E-2]
[91342,17609,"SCE","Southern California Edison Co","CA","Delivery","Investor Owned",5.8218690345614901E-2,3.8535773950371797E-2,8.4950869845360794E-2]
[90621,17609,"SCE","Southern California Edison Co","CA","Delivery","Investor Owned",5.8218690345614901E-2,3.8535773950371797E-2,8.4950869845360794E-2]
[93062,17609,"SCE","Southern California Edison Co","CA","Delivery","Investor Owned",5.8218690345614901E-2,3.8535773950371797E-2,8.4950869845360794E-2]
[90033,17609,"SCE","Southern California Edison Co","CA","Delivery","Investor Owned",5.8218690345614901E-2,3.8535773950371797E-2,8.4950869845360794E-2]
[92371,17609,"SCE","Southern California Edison Co","CA","Delivery","Investor Owned",5.8218690345614901E-2,3.8535773950371797E-2,8.4950869845360794E-2]
[93094,17609,"SCE","Southern California Edison Co","CA","Delivery","Investor Owned",5.8218690345614901E-2,3.8535773950371797E-2,8.4950869845360794E-2]
[93099,17609,"SCE","Southern California Edison Co","CA","Delivery","Investor Owned",5.8218690345614901E-2,3.8535773950371797E-2,8.4950869845360794E-2]
[92397,17609,"SCE","Southern California Edison Co","CA","Delivery","Investor Owned",5.8218690345614901E-2,3.8535773950371797E-2,8.4950869845360794E-2]
[92392,17609,"SCE","Southern California Edison Co","CA","Delivery","Investor Owned",5.8218690345614901E-2,3.8535773950371797E-2,8.4950869845360794E-2]
[92393,17609,"SCE","Southern California Edison Co","CA","Delivery","Investor Owned",5.8218690345614901E-2,3.8535773950371797E-2,8.4950869845360794E-2]
[92879,17609,"SCE","Southern California Edison Co","CA","Delivery","Investor Owned",5.8218690345614901E-2,3.8535773950371797E-2,8.4950869845360794E-2]
[92878,17609,"SCE","Southern California Edison Co","CA","Delivery","Investor Owned",5.8218690345614901E-2,3.8535773950371797E-2,8.4950869845360794E-2]
[92877,17609,"SCE","Southern California Edison Co","CA","Delivery","Investor Owned",5.8218690345614901E-2,3.8535773950371797E-2,8.4950869845360794E-2]
[92871,17609,"SCE","Southern California Edison Co","CA","Delivery","Investor Owned",5.8218690345614901E-2,3.8535773950371797E-2,8.4950869845360794E-2]
[92870,17609,"SCE","Southern California Edison Co","CA","Delivery","Investor Owned",5.8218690345614901E-2,3.8535773950371797E-2,8.4950869845360794E-2]
[90241,17609,"SCE","Southern California Edison Co","CA","Delivery","Investor Owned",5.8218690345614901E-2,3.8535773950371797E-2,8.4950869845360794E-2]
[90245,17609,"SCE","Southern California Edison Co","CA","Delivery","Investor Owned",5.8218690345614901E-2,3.8535773950371797E-2,8.4950869845360794E-2]
[90242,17609,"SCE","Southern California Edison Co","CA","Delivery","Investor Owned",5.8218690345614901E-2,3.8535773950371797E-2,8.4950869845360794E-2]
[90240,17609,"SCE","Southern California Edison Co","CA","Delivery","Investor Owned",5.8218690345614901E-2,3.8535773950371797E-2,8.4950869845360794E-2]
[90247,17609,"SCE","Southern California Edison Co","CA","Delivery","Investor Owned",5.8218690345614901E-2,3.8535773950371797E-2,8.4950869845360794E-2]
[90248,17609,"SCE","Southern California Edison Co","CA","Delivery","Investor Owned",5.8218690345614901E-2,3.8535773950371797E-2,8.4950869845360794E-2]
[90249,17609,"SCE","Southern California Edison Co","CA","Delivery","Investor Owned",5.8218690345614901E-2,3.8535773950371797E-2,8.4950869845360794E-2]
[95364,17609,"SCE","Southern California Edison Co","CA","Delivery","Investor Owned",5.8218690345614901E-2,3.8535773950371797E-2,8.4950869845360794E-2]
[93207,17609,"SCE","Southern California Edison Co","CA","Delivery","Investor Owned",5.8218690345614901E-2,3.8535773950371797E-2,8.4950869845360794E-2]
[93205,17609,"SCE","Southern California Edison Co","CA","Delivery","Investor Owned",5.8218690345614901E-2,3.8535773950371797E-2,8.4950869845360794E-2]
[93202,17609,"SCE","Southern California Edison Co","CA","Delivery","Investor Owned",5.8218690345614901E-2,3.8535773950371797E-2,8.4950869845360794E-2]
[90721,17609,"SCE","Southern California Edison Co","CA","Delivery","Investor Owned",5.8218690345614901E-2,3.8535773950371797E-2,8.4950869845360794E-2]
[90720,17609,"SCE","Southern California Edison Co","CA","Delivery","Investor Owned",5.8218690345614901E-2,3.8535773950371797E-2,8.4950869845360794E-2]
[90723,17609,"SCE","Southern California Edison Co","CA","Delivery","Investor Owned",5.8218690345614901E-2,3.8535773950371797E-2,8.4950869845360794E-2]
[92617,17609,"SCE","Southern California Edison Co","CA","Delivery","Investor Owned",5.8218690345614901E-2,3.8535773950371797E-2,8.4950869845360794E-2]
[92615,17609,"SCE","Southern California Edison Co","CA","Delivery","Investor Owned",5.8218690345614901E-2,3.8535773950371797E-2,8.4950869845360794E-2]
[92614,17609,"SCE","Southern California Edison Co","CA","Delivery","Investor Owned",5.8218690345614901E-2,3.8535773950371797E-2,8.4950869845360794E-2]
[92612,17609,"SCE","Southern California Edison Co","CA","Delivery","Investor Owned",5.8218690345614901E-2,3.8535773950371797E-2,8.4950869845360794E-2]
[92610,17609,"SCE","Southern California Edison Co","CA","Delivery","Investor Owned",5.8218690345614901E-2,3.8535773950371797E-2,8.4950869845360794E-2]
[92619,17609,"SCE","Southern California Edison Co","CA","Delivery","Investor Owned",5.8218690345614901E-2,3.8535773950371797E-2,8.4950869845360794E-2]
[92618,17609,"SCE","Southern California Edison Co","CA","Delivery","Investor Owned",5.8218690345614901E-2,3.8535773950371797E-2,8.4950869845360794E-2]
[93208,17609,"SCE","Southern California Edison Co","CA","Delivery","Investor Owned",5.8218690345614901E-2,3.8535773950371797E-2,8.4950869845360794E-2]
[93203,17609,"SCE","Southern California Edison Co","CA","Delivery","Investor Owned",5.8218690345614901E-2,3.8535773950371797E-2,8.4950869845360794E-2]
[93562,17609,"SCE","Southern California Edison Co","CA","Delivery","Investor Owned",5.8218690345614901E-2,3.8535773950371797E-2,8.4950869845360794E-2]
[93560,17609,"SCE","Southern California Edison Co","CA","Delivery","Investor Owned",5.8218690345614901E-2,3.8535773950371797E-2,8.4950869845360794E-2]
[93561,17609,"SCE","Southern California Edison Co","CA","Delivery","Investor Owned",5.8218690345614901E-2,3.8535773950371797E-2,8.4950869845360794E-2]
[92368,17609,"SCE","Southern California Edison Co","CA","Delivery","Investor Owned",5.8218690345614901E-2,3.8535773950371797E-2,8.4950869845360794E-2]
[92366,17609,"SCE","Southern California Edison Co","CA","Delivery","Investor Owned",5.8218690345614901E-2,3.8535773950371797E-2,8.4950869845360794E-2]
[92365,17609,"SCE","Southern California Edison Co","CA","Delivery","Investor Owned",5.8218690345614901E-2,3.8535773950371797E-2,8.4950869845360794E-2]
[92364,17609,"SCE","Southern California Edison Co","CA","Delivery","Investor Owned",5.8218690345614901E-2,3.8535773950371797E-2,8.4950869845360794E-2]
[92363,17609,"SCE","Southern California Edison Co","CA","Delivery","Investor Owned",5.8218690345614901E-2,3.8535773950371797E-2,8.4950869845360794E-2]
[93014,17609,"SCE","Southern California Edison Co","CA","Delivery","Investor Owned",5.8218690345614901E-2,3.8535773950371797E-2,8.4950869845360794E-2]
[93012,17609,"SCE","Southern California Edison Co","CA","Delivery","Investor Owned",5.8218690345614901E-2,3.8535773950371797E-2,8.4950869845360794E-2]
[92004,17609,"SCE","Southern California Edison Co","CA","Delivery","Investor Owned",5.8218690345614901E-2,3.8535773950371797E-2,8.4950869845360794E-2]
[91771,17609,"SCE","Southern California Edison Co","CA","Delivery","Investor Owned",5.8218690345614901E-2,3.8535773950371797E-2,8.4950869845360794E-2]
[91772,17609,"SCE","Southern California Edison Co","CA","Delivery","Investor Owned",5.8218690345614901E-2,3.8535773950371797E-2,8.4950869845360794E-2]
[91778,17609,"SCE","Southern California Edison Co","CA","Delivery","Investor Owned",5.8218690345614901E-2,3.8535773950371797E-2,8.4950869845360794E-2]
[93190,17609,"SCE","Southern California Edison Co","CA","Delivery","Investor Owned",5.8218690345614901E-2,3.8535773950371797E-2,8.4950869845360794E-2]
[93199,17609,"SCE","Southern California Edison Co","CA","Delivery","Investor Owned",5.8218690345614901E-2,3.8535773950371797E-2,8.4950869845360794E-2]
[92616,17609,"SCE","Southern California Edison Co","CA","Delivery","Investor Owned",5.8218690345614901E-2,3.8535773950371797E-2,8.4950869845360794E-2]
[93563,17609,"SCE","Southern California Edison Co","CA","Delivery","Investor Owned",5.8218690345614901E-2,3.8535773950371797E-2,8.4950869845360794E-2]
[91358,17609,"SCE","Southern California Edison Co","CA","Delivery","Investor Owned",5.8218690345614901E-2,3.8535773950371797E-2,8.4950869845360794E-2]
[92698,17609,"SCE","Southern California Edison Co","CA","Delivery","Investor Owned",5.8218690345614901E-2,3.8535773950371797E-2,8.4950869845360794E-2]
[92697,17609,"SCE","Southern California Edison Co","CA","Delivery","Investor Owned",5.8218690345614901E-2,3.8535773950371797E-2,8.4950869845360794E-2]
[92692,17609,"SCE","Southern California Edison Co","CA","Delivery","Investor Owned",5.8218690345614901E-2,3.8535773950371797E-2,8.4950869845360794E-2]
[92691,17609,"SCE","Southern California Edison Co","CA","Delivery","Investor Owned",5.8218690345614901E-2,3.8535773950371797E-2,8.4950869845360794E-2]
[90640,17609,"SCE","Southern California Edison Co","CA","Delivery","Investor Owned",5.8218690345614901E-2,3.8535773950371797E-2,8.4950869845360794E-2]
[91066,17609,"SCE","Southern California Edison Co","CA","Delivery","Investor Owned",5.8218690345614901E-2,3.8535773950371797E-2,8.4950869845360794E-2]
[92086,17609,"SCE","Southern California Edison Co","CA","Delivery","Investor Owned",5.8218690345614901E-2,3.8535773950371797E-2,8.4950869845360794E-2]
[91737,17609,"SCE","Southern California Edison Co","CA","Delivery","Investor Owned",5.8218690345614901E-2,3.8535773950371797E-2,8.4950869845360794E-2]
[91731,17609,"SCE","Southern California Edison Co","CA","Delivery","Investor Owned",5.8218690345614901E-2,3.8535773950371797E-2,8.4950869845360794E-2]
[92280,17609,"SCE","Southern California Edison Co","CA","Delivery","Investor Owned",5.8218690345614901E-2,3.8535773950371797E-2,8.4950869845360794E-2]
[92240,17609,"SCE","Southern California Edison Co","CA","Delivery","Investor Owned",5.8218690345614901E-2,3.8535773950371797E-2,8.4950869845360794E-2]
[92241,17609,"SCE","Southern California Edison Co","CA","Delivery","Investor Owned",5.8218690345614901E-2,3.8535773950371797E-2,8.4950869845360794E-2]
[93118,17609,"SCE","Southern California Edison Co","CA","Delivery","Investor Owned",5.8218690345614901E-2,3.8535773950371797E-2,8.4950869845360794E-2]
[93111,17609,"SCE","Southern California Edison Co","CA","Delivery","Investor Owned",5.8218690345614901E-2,3.8535773950371797E-2,8.4950869845360794E-2]
[93110,17609,"SCE","Southern California Edison Co","CA","Delivery","Investor Owned",5.8218690345614901E-2,3.8535773950371797E-2,8.4950869845360794E-2]
[93117,17609,"SCE","Southern California Edison Co","CA","Delivery","Investor Owned",5.8218690345614901E-2,3.8535773950371797E-2,8.4950869845360794E-2]
[93116,17609,"SCE","Southern California Edison Co","CA","Delivery","Investor Owned",5.8218690345614901E-2,3.8535773950371797E-2,8.4950869845360794E-2]
[90853,17609,"SCE","Southern California Edison Co","CA","Delivery","Investor Owned",5.8218690345614901E-2,3.8535773950371797E-2,8.4950869845360794E-2]
[96107,17609,"SCE","Southern California Edison Co","CA","Delivery","Investor Owned",5.8218690345614901E-2,3.8535773950371797E-2,8.4950869845360794E-2]
[91206,17609,"SCE","Southern California Edison Co","CA","Delivery","Investor Owned",5.8218690345614901E-2,3.8535773950371797E-2,8.4950869845360794E-2]
[91372,17609,"SCE","Southern California Edison Co","CA","Delivery","Investor Owned",5.8218690345614901E-2,3.8535773950371797E-2,8.4950869845360794E-2]
[92369,17609,"SCE","Southern California Edison Co","CA","Delivery","Investor Owned",5.8218690345614901E-2,3.8535773950371797E-2,8.4950869845360794E-2]
[91730,17609,"SCE","Southern California Edison Co","CA","Delivery","Investor Owned",5.8218690345614901E-2,3.8535773950371797E-2,8.4950869845360794E-2]
[91310,17609,"SCE","Southern California Edison Co","CA","Delivery","Investor Owned",5.8218690345614901E-2,3.8535773950371797E-2,8.4950869845360794E-2]
[92553,17609,"SCE","Southern California Edison Co","CA","Delivery","Investor Owned",5.8218690345614901E-2,3.8535773950371797E-2,8.4950869845360794E-2]
[92555,17609,"SCE","Southern California Edison Co","CA","Delivery","Investor Owned",5.8218690345614901E-2,3.8535773950371797E-2,8.4950869845360794E-2]
[92557,17609,"SCE","Southern California Edison Co","CA","Delivery","Investor Owned",5.8218690345614901E-2,3.8535773950371797E-2,8.4950869845360794E-2]
[93603,17609,"SCE","Southern California Edison Co","CA","Delivery","Investor Owned",5.8218690345614901E-2,3.8535773950371797E-2,8.4950869845360794E-2]
[93605,17609,"SCE","Southern California Edison Co","CA","Delivery","Investor Owned",5.8218690345614901E-2,3.8535773950371797E-2,8.4950869845360794E-2]
[93604,17609,"SCE","Southern California Edison Co","CA","Delivery","Investor Owned",5.8218690345614901E-2,3.8535773950371797E-2,8.4950869845360794E-2]
[93016,17609,"SCE","Southern California Edison Co","CA","Delivery","Investor Owned",5.8218690345614901E-2,3.8535773950371797E-2,8.4950869845360794E-2]
[93015,17609,"SCE","Southern California Edison Co","CA","Delivery","Investor Owned",5.8218690345614901E-2,3.8535773950371797E-2,8.4950869845360794E-2]
[93013,17609,"SCE","Southern California Edison Co","CA","Delivery","Investor Owned",5.8218690345614901E-2,3.8535773950371797E-2,8.4950869845360794E-2]
[93010,17609,"SCE","Southern California Edison Co","CA","Delivery","Investor Owned",5.8218690345614901E-2,3.8535773950371797E-2,8.4950869845360794E-2]
[93011,17609,"SCE","Southern California Edison Co","CA","Delivery","Investor Owned",5.8218690345614901E-2,3.8535773950371797E-2,8.4950869845360794E-2]
[93664,17609,"SCE","Southern California Edison Co","CA","Delivery","Investor Owned",5.8218690345614901E-2,3.8535773950371797E-2,8.4950869845360794E-2]
[92821,17609,"SCE","Southern California Edison Co","CA","Delivery","Investor Owned",5.8218690345614901E-2,3.8535773950371797E-2,8.4950869845360794E-2]
[92822,17609,"SCE","Southern California Edison Co","CA","Delivery","Investor Owned",5.8218690345614901E-2,3.8535773950371797E-2,8.4950869845360794E-2]
[92823,17609,"SCE","Southern California Edison Co","CA","Delivery","Investor Owned",5.8218690345614901E-2,3.8535773950371797E-2,8.4950869845360794E-2]
[91107,17609,"SCE","Southern California Edison Co","CA","Delivery","Investor Owned",5.8218690345614901E-2,3.8535773950371797E-2,8.4950869845360794E-2]
[91104,17609,"SCE","Southern California Edison Co","CA","Delivery","Investor Owned",5.8218690345614901E-2,3.8535773950371797E-2,8.4950869845360794E-2]
[91108,17609,"SCE","Southern California Edison Co","CA","Delivery","Investor Owned",5.8218690345614901E-2,3.8535773950371797E-2,8.4950869845360794E-2]
[93254,17609,"SCE","Southern California Edison Co","CA","Delivery","Investor Owned",5.8218690345614901E-2,3.8535773950371797E-2,8.4950869845360794E-2]
[93255,17609,"SCE","Southern California Edison Co","CA","Delivery","Investor Owned",5.8218690345614901E-2,3.8535773950371797E-2,8.4950869845360794E-2]
[93256,17609,"SCE","Southern California Edison Co","CA","Delivery","Investor Owned",5.8218690345614901E-2,3.8535773950371797E-2,8.4950869845360794E-2]
[93257,17609,"SCE","Southern California Edison Co","CA","Delivery","Investor Owned",5.8218690345614901E-2,3.8535773950371797E-2,8.4950869845360794E-2]
[93250,17609,"SCE","Southern California Edison Co","CA","Delivery","Investor Owned",5.8218690345614901E-2,3.8535773950371797E-2,8.4950869845360794E-2]
[93252,17609,"SCE","Southern California Edison Co","CA","Delivery","Investor Owned",5.8218690345614901E-2,3.8535773950371797E-2,8.4950869845360794E-2]
[93258,17609,"SCE","Southern California Edison Co","CA","Delivery","Investor Owned",5.8218690345614901E-2,3.8535773950371797E-2,8.4950869845360794E-2]
[91706,17609,"SCE","Southern California Edison Co","CA","Delivery","Investor Owned",5.8218690345614901E-2,3.8535773950371797E-2,8.4950869845360794E-2]
[92649,17609,"SCE","Southern California Edison Co","CA","Delivery","Investor Owned",5.8218690345614901E-2,3.8535773950371797E-2,8.4950869845360794E-2]
[92646,17609,"SCE","Southern California Edison Co","CA","Delivery","Investor Owned",5.8218690345614901E-2,3.8535773950371797E-2,8.4950869845360794E-2]
[92647,17609,"SCE","Southern California Edison Co","CA","Delivery","Investor Owned",5.8218690345614901E-2,3.8535773950371797E-2,8.4950869845360794E-2]
[91702,17609,"SCE","Southern California Edison Co","CA","Delivery","Investor Owned",5.8218690345614901E-2,3.8535773950371797E-2,8.4950869845360794E-2]
[90061,17609,"SCE","Southern California Edison Co","CA","Delivery","Investor Owned",5.8218690345614901E-2,3.8535773950371797E-2,8.4950869845360794E-2]
[93277,17609,"SCE","Southern California Edison Co","CA","Delivery","Investor Owned",5.8218690345614901E-2,3.8535773950371797E-2,8.4950869845360794E-2]
[93272,17609,"SCE","Southern California Edison Co","CA","Delivery","Investor Owned",5.8218690345614901E-2,3.8535773950371797E-2,8.4950869845360794E-2]
[92334,17609,"SCE","Southern California Edison Co","CA","Delivery","Investor Owned",5.8218690345614901E-2,3.8535773950371797E-2,8.4950869845360794E-2]
[92335,17609,"SCE","Southern California Edison Co","CA","Delivery","Investor Owned",5.8218690345614901E-2,3.8535773950371797E-2,8.4950869845360794E-2]
[92336,17609,"SCE","Southern California Edison Co","CA","Delivery","Investor Owned",5.8218690345614901E-2,3.8535773950371797E-2,8.4950869845360794E-2]
[92337,17609,"SCE","Southern California Edison Co","CA","Delivery","Investor Owned",5.8218690345614901E-2,3.8535773950371797E-2,8.4950869845360794E-2]
[92331,17609,"SCE","Southern California Edison Co","CA","Delivery","Investor Owned",5.8218690345614901E-2,3.8535773950371797E-2,8.4950869845360794E-2]
[92332,17609,"SCE","Southern California Edison Co","CA","Delivery","Investor Owned",5.8218690345614901E-2,3.8535773950371797E-2,8.4950869845360794E-2]
[92338,17609,"SCE","Southern California Edison Co","CA","Delivery","Investor Owned",5.8218690345614901E-2,3.8535773950371797E-2,8.4950869845360794E-2]
[92339,17609,"SCE","Southern California Edison Co","CA","Delivery","Investor Owned",5.8218690345614901E-2,3.8535773950371797E-2,8.4950869845360794E-2]
[93596,17609,"SCE","Southern California Edison Co","CA","Delivery","Investor Owned",5.8218690345614901E-2,3.8535773950371797E-2,8.4950869845360794E-2]
[93591,17609,"SCE","Southern California Edison Co","CA","Delivery","Investor Owned",5.8218690345614901E-2,3.8535773950371797E-2,8.4950869845360794E-2]
[93590,17609,"SCE","Southern California Edison Co","CA","Delivery","Investor Owned",5.8218690345614901E-2,3.8535773950371797E-2,8.4950869845360794E-2]
[91383,17609,"SCE","Southern California Edison Co","CA","Delivery","Investor Owned",5.8218690345614901E-2,3.8535773950371797E-2,8.4950869845360794E-2]
[91722,17609,"SCE","Southern California Edison Co","CA","Delivery","Investor Owned",5.8218690345614901E-2,3.8535773950371797E-2,8.4950869845360794E-2]
[91723,17609,"SCE","Southern California Edison Co","CA","Delivery","Investor Owned",5.8218690345614901E-2,3.8535773950371797E-2,8.4950869845360794E-2]
[92846,17609,"SCE","Southern California Edison Co","CA","Delivery","Investor Owned",5.8218690345614901E-2,3.8535773950371797E-2,8.4950869845360794E-2]
[92660,17609,"SCE","Southern California Edison Co","CA","Delivery","Investor Owned",5.8218690345614901E-2,3.8535773950371797E-2,8.4950869845360794E-2]
[93516,17609,"SCE","Southern California Edison Co","CA","Delivery","Investor Owned",5.8218690345614901E-2,3.8535773950371797E-2,8.4950869845360794E-2]
[93514,17609,"SCE","Southern California Edison Co","CA","Delivery","Investor Owned",5.8218690345614901E-2,3.8535773950371797E-2,8.4950869845360794E-2]
[93513,17609,"SCE","Southern California Edison Co","CA","Delivery","Investor Owned",5.8218690345614901E-2,3.8535773950371797E-2,8.4950869845360794E-2]
[93512,17609,"SCE","Southern California Edison Co","CA","Delivery","Investor Owned",5.8218690345614901E-2,3.8535773950371797E-2,8.4950869845360794E-2]
[93519,17609,"SCE","Southern California Edison Co","CA","Delivery","Investor Owned",5.8218690345614901E-2,3.8535773950371797E-2,8.4950869845360794E-2]
[93518,17609,"SCE","Southern California Edison Co","CA","Delivery","Investor Owned",5.8218690345614901E-2,3.8535773950371797E-2,8.4950869845360794E-2]
[91770,17609,"SCE","Southern California Edison Co","CA","Delivery","Investor Owned",5.8218690345614901E-2,3.8535773950371797E-2,8.4950869845360794E-2]
[91773,17609,"SCE","Southern California Edison Co","CA","Delivery","Investor Owned",5.8218690345614901E-2,3.8535773950371797E-2,8.4950869845360794E-2]
[91776,17609,"SCE","Southern California Edison Co","CA","Delivery","Investor Owned",5.8218690345614901E-2,3.8535773950371797E-2,8.4950869845360794E-2]
[93067,17609,"SCE","Southern California Edison Co","CA","Delivery","Investor Owned",5.8218690345614901E-2,3.8535773950371797E-2,8.4950869845360794E-2]
[93066,17609,"SCE","Southern California Edison Co","CA","Delivery","Investor Owned",5.8218690345614901E-2,3.8535773950371797E-2,8.4950869845360794E-2]
[93065,17609,"SCE","Southern California Edison Co","CA","Delivery","Investor Owned",5.8218690345614901E-2,3.8535773950371797E-2,8.4950869845360794E-2]
[93064,17609,"SCE","Southern California Edison Co","CA","Delivery","Investor Owned",5.8218690345614901E-2,3.8535773950371797E-2,8.4950869845360794E-2]
[93063,17609,"SCE","Southern California Edison Co","CA","Delivery","Investor Owned",5.8218690345614901E-2,3.8535773950371797E-2,8.4950869845360794E-2]
[93061,17609,"SCE","Southern California Edison Co","CA","Delivery","Investor Owned",5.8218690345614901E-2,3.8535773950371797E-2,8.4950869845360794E-2]
[93060,17609,"SCE","Southern California Edison Co","CA","Delivery","Investor Owned",5.8218690345614901E-2,3.8535773950371797E-2,8.4950869845360794E-2]
[91030,17609,"SCE","Southern California Edison Co","CA","Delivery","Investor Owned",5.8218690345614901E-2,3.8535773950371797E-2,8.4950869845360794E-2]
[91031,17609,"SCE","Southern California Edison Co","CA","Delivery","Investor Owned",5.8218690345614901E-2,3.8535773950371797E-2,8.4950869845360794E-2]
[91382,17609,"SCE","Southern California Edison Co","CA","Delivery","Investor Owned",5.8218690345614901E-2,3.8535773950371797E-2,8.4950869845360794E-2]
[93306,17609,"SCE","Southern California Edison Co","CA","Delivery","Investor Owned",5.8218690345614901E-2,3.8535773950371797E-2,8.4950869845360794E-2]
[93307,17609,"SCE","Southern California Edison Co","CA","Delivery","Investor Owned",5.8218690345614901E-2,3.8535773950371797E-2,8.4950869845360794E-2]
[93308,17609,"SCE","Southern California Edison Co","CA","Delivery","Investor Owned",5.8218690345614901E-2,3.8535773950371797E-2,8.4950869845360794E-2]
[92780,17609,"SCE","Southern California Edison Co","CA","Delivery","Investor Owned",5.8218690345614901E-2,3.8535773950371797E-2,8.4950869845360794E-2]
[90307,17609,"SCE","Southern California Edison Co","CA","Delivery","Investor Owned",5.8218690345614901E-2,3.8535773950371797E-2,8.4950869845360794E-2]
[90306,17609,"SCE","Southern California Edison Co","CA","Delivery","Investor Owned",5.8218690345614901E-2,3.8535773950371797E-2,8.4950869845360794E-2]
[90305,17609,"SCE","Southern California Edison Co","CA","Delivery","Investor Owned",5.8218690345614901E-2,3.8535773950371797E-2,8.4950869845360794E-2]
[90304,17609,"SCE","Southern California Edison Co","CA","Delivery","Investor Owned",5.8218690345614901E-2,3.8535773950371797E-2,8.4950869845360794E-2]
[90303,17609,"SCE","Southern California Edison Co","CA","Delivery","Investor Owned",5.8218690345614901E-2,3.8535773950371797E-2,8.4950869845360794E-2]
[90302,17609,"SCE","Southern California Edison Co","CA","Delivery","Investor Owned",5.8218690345614901E-2,3.8535773950371797E-2,8.4950869845360794E-2]
[90301,17609,"SCE","Southern California Edison Co","CA","Delivery","Investor Owned",5.8218690345614901E-2,3.8535773950371797E-2,8.4950869845360794E-2]
[90309,17609,"SCE","Southern California Edison Co","CA","Delivery","Investor Owned",5.8218690345614901E-2,3.8535773950371797E-2,8.4950869845360794E-2]
[92270,17609,"SCE","Southern California Edison Co","CA","Delivery","Investor Owned",5.8218690345614901E-2,3.8535773950371797E-2,8.4950869845360794E-2]
[92274,17609,"SCE","Southern California Edison Co","CA","Delivery","Investor Owned",5.8218690345614901E-2,3.8535773950371797E-2,8.4950869845360794E-2]
[92277,17609,"SCE","Southern California Edison Co","CA","Delivery","Investor Owned",5.8218690345614901E-2,3.8535773950371797E-2,8.4950869845360794E-2]
[92276,17609,"SCE","Southern California Edison Co","CA","Delivery","Investor Owned",5.8218690345614901E-2,3.8535773950371797E-2,8.4950869845360794E-2]
[92278,17609,"SCE","Southern California Edison Co","CA","Delivery","Investor Owned",5.8218690345614901E-2,3.8535773950371797E-2,8.4950869845360794E-2]
[92548,17609,"SCE","Southern California Edison Co","CA","Delivery","Investor Owned",5.8218690345614901E-2,3.8535773950371797E-2,8.4950869845360794E-2]
[92781,17609,"SCE","Southern California Edison Co","CA","Delivery","Investor Owned",5.8218690345614901E-2,3.8535773950371797E-2,8.4950869845360794E-2]
[90804,17609,"SCE","Southern California Edison Co","CA","Delivery","Investor Owned",5.8218690345614901E-2,3.8535773950371797E-2,8.4950869845360794E-2]
[90805,17609,"SCE","Southern California Edison Co","CA","Delivery","Investor Owned",5.8218690345614901E-2,3.8535773950371797E-2,8.4950869845360794E-2]
[90806,17609,"SCE","Southern California Edison Co","CA","Delivery","Investor Owned",5.8218690345614901E-2,3.8535773950371797E-2,8.4950869845360794E-2]
[90807,17609,"SCE","Southern California Edison Co","CA","Delivery","Investor Owned",5.8218690345614901E-2,3.8535773950371797E-2,8.4950869845360794E-2]
[90801,17609,"SCE","Southern California Edison Co","CA","Delivery","Investor Owned",5.8218690345614901E-2,3.8535773950371797E-2,8.4950869845360794E-2]
[90802,17609,"SCE","Southern California Edison Co","CA","Delivery","Investor Owned",5.8218690345614901E-2,3.8535773950371797E-2,8.4950869845360794E-2]
[90803,17609,"SCE","Southern California Edison Co","CA","Delivery","Investor Owned",5.8218690345614901E-2,3.8535773950371797E-2,8.4950869845360794E-2]
[90808,17609,"SCE","Southern California Edison Co","CA","Delivery","Investor Owned",5.8218690345614901E-2,3.8535773950371797E-2,8.4950869845360794E-2]
[90809,17609,"SCE","Southern California Edison Co","CA","Delivery","Investor Owned",5.8218690345614901E-2,3.8535773950371797E-2,8.4950869845360794E-2]
[93599,17609,"SCE","Southern California Edison Co","CA","Delivery","Investor Owned",5.8218690345614901E-2,3.8535773950371797E-2,8.4950869845360794E-2]
[93592,17609,"SCE","Southern California Edison Co","CA","Delivery","Investor Owned",5.8218690345614901E-2,3.8535773950371797E-2,8.4950869845360794E-2]
[90633,17609,"SCE","Southern California Edison Co","CA","Delivery","Investor Owned",5.8218690345614901E-2,3.8535773950371797E-2,8.4950869845360794E-2]
[90632,17609,"SCE","Southern California Edison Co","CA","Delivery","Investor Owned",5.8218690345614901E-2,3.8535773950371797E-2,8.4950869845360794E-2]
[90637,17609,"SCE","Southern California Edison Co","CA","Delivery","Investor Owned",5.8218690345614901E-2,3.8535773950371797E-2,8.4950869845360794E-2]
[90631,17609,"SCE","Southern California Edison Co","CA","Delivery","Investor Owned",5.8218690345614901E-2,3.8535773950371797E-2,8.4950869845360794E-2]
[90630,17609,"SCE","Southern California Edison Co","CA","Delivery","Investor Owned",5.8218690345614901E-2,3.8535773950371797E-2,8.4950869845360794E-2]
[90638,17609,"SCE","Southern California Edison Co","CA","Delivery","Investor Owned",5.8218690345614901E-2,3.8535773950371797E-2,8.4950869845360794E-2]
[92561,17609,"SCE","Southern California Edison Co","CA","Delivery","Investor Owned",5.8218690345614901E-2,3.8535773950371797E-2,8.4950869845360794E-2]
[92563,17609,"SCE","Southern California Edison Co","CA","Delivery","Investor Owned",5.8218690345614901E-2,3.8535773950371797E-2,8.4950869845360794E-2]
[92564,17609,"SCE","Southern California Edison Co","CA","Delivery","Investor Owned",5.8218690345614901E-2,3.8535773950371797E-2,8.4950869845360794E-2]
[92567,17609,"SCE","Southern California Edison Co","CA","Delivery","Investor Owned",5.8218690345614901E-2,3.8535773950371797E-2,8.4950869845360794E-2]
[92382,17609,"SCE","Southern California Edison Co","CA","Delivery","Investor Owned",5.8218690345614901E-2,3.8535773950371797E-2,8.4950869845360794E-2]
[92389,17609,"SCE","Southern California Edison Co","CA","Delivery","Investor Owned",5.8218690345614901E-2,3.8535773950371797E-2,8.4950869845360794E-2]
[92314,17609,"SCE","Southern California Edison Co","CA","Delivery","Investor Owned",5.8218690345614901E-2,3.8535773950371797E-2,8.4950869845360794E-2]
[92313,17609,"SCE","Southern California Edison Co","CA","Delivery","Investor Owned",5.8218690345614901E-2,3.8535773950371797E-2,8.4950869845360794E-2]
[92310,17609,"SCE","Southern California Edison Co","CA","Delivery","Investor Owned",5.8218690345614901E-2,3.8535773950371797E-2,8.4950869845360794E-2]
[92311,17609,"SCE","Southern California Edison Co","CA","Delivery","Investor Owned",5.8218690345614901E-2,3.8535773950371797E-2,8.4950869845360794E-2]
[92562,17609,"SCE","Southern California Edison Co","CA","Delivery","Investor Owned",5.8218690345614901E-2,3.8535773950371797E-2,8.4950869845360794E-2]
[92811,17609,"SCE","Southern California Edison Co","CA","Delivery","Investor Owned",5.8218690345614901E-2,3.8535773950371797E-2,8.4950869845360794E-2]
[93140,17609,"SCE","Southern California Edison Co","CA","Delivery","Investor Owned",5.8218690345614901E-2,3.8535773950371797E-2,8.4950869845360794E-2]
[92385,17609,"SCE","Southern California Edison Co","CA","Delivery","Investor Owned",5.8218690345614901E-2,3.8535773950371797E-2,8.4950869845360794E-2]
[92384,17609,"SCE","Southern California Edison Co","CA","Delivery","Investor Owned",5.8218690345614901E-2,3.8535773950371797E-2,8.4950869845360794E-2]
[92386,17609,"SCE","Southern California Edison Co","CA","Delivery","Investor Owned",5.8218690345614901E-2,3.8535773950371797E-2,8.4950869845360794E-2]
[90848,17609,"SCE","Southern California Edison Co","CA","Delivery","Investor Owned",5.8218690345614901E-2,3.8535773950371797E-2,8.4950869845360794E-2]
[92735,17609,"SCE","Southern California Edison Co","CA","Delivery","Investor Owned",5.8218690345614901E-2,3.8535773950371797E-2,8.4950869845360794E-2]
[90844,17609,"SCE","Southern California Edison Co","CA","Delivery","Investor Owned",5.8218690345614901E-2,3.8535773950371797E-2,8.4950869845360794E-2]
[93463,17609,"SCE","Southern California Edison Co","CA","Delivery","Investor Owned",5.8218690345614901E-2,3.8535773950371797E-2,8.4950869845360794E-2]
[93460,17609,"SCE","Southern California Edison Co","CA","Delivery","Investor Owned",5.8218690345614901E-2,3.8535773950371797E-2,8.4950869845360794E-2]
[93265,17609,"SCE","Southern California Edison Co","CA","Delivery","Investor Owned",5.8218690345614901E-2,3.8535773950371797E-2,8.4950869845360794E-2]
[93267,17609,"SCE","Southern California Edison Co","CA","Delivery","Investor Owned",5.8218690345614901E-2,3.8535773950371797E-2,8.4950869845360794E-2]
[93260,17609,"SCE","Southern California Edison Co","CA","Delivery","Investor Owned",5.8218690345614901E-2,3.8535773950371797E-2,8.4950869845360794E-2]
[93262,17609,"SCE","Southern California Edison Co","CA","Delivery","Investor Owned",5.8218690345614901E-2,3.8535773950371797E-2,8.4950869845360794E-2]
[91322,17609,"SCE","Southern California Edison Co","CA","Delivery","Investor Owned",5.8218690345614901E-2,3.8535773950371797E-2,8.4950869845360794E-2]
[91320,17609,"SCE","Southern California Edison Co","CA","Delivery","Investor Owned",5.8218690345614901E-2,3.8535773950371797E-2,8.4950869845360794E-2]
[91321,17609,"SCE","Southern California Edison Co","CA","Delivery","Investor Owned",5.8218690345614901E-2,3.8535773950371797E-2,8.4950869845360794E-2]
[91326,17609,"SCE","Southern California Edison Co","CA","Delivery","Investor Owned",5.8218690345614901E-2,3.8535773950371797E-2,8.4950869845360794E-2]
[92677,17609,"SCE","Southern California Edison Co","CA","Delivery","Investor Owned",5.8218690345614901E-2,3.8535773950371797E-2,8.4950869845360794E-2]
[92676,17609,"SCE","Southern California Edison Co","CA","Delivery","Investor Owned",5.8218690345614901E-2,3.8535773950371797E-2,8.4950869845360794E-2]
[92678,17609,"SCE","Southern California Edison Co","CA","Delivery","Investor Owned",5.8218690345614901E-2,3.8535773950371797E-2,8.4950869845360794E-2]
[90011,17609,"SCE","Southern California Edison Co","CA","Delivery","Investor Owned",5.8218690345614901E-2,3.8535773950371797E-2,8.4950869845360794E-2]
[92309,17609,"SCE","Southern California Edison Co","CA","Delivery","Investor Owned",5.8218690345614901E-2,3.8535773950371797E-2,8.4950869845360794E-2]
[92308,17609,"SCE","Southern California Edison Co","CA","Delivery","Investor Owned",5.8218690345614901E-2,3.8535773950371797E-2,8.4950869845360794E-2]
[92305,17609,"SCE","Southern California Edison Co","CA","Delivery","Investor Owned",5.8218690345614901E-2,3.8535773950371797E-2,8.4950869845360794E-2]
[92307,17609,"SCE","Southern California Edison Co","CA","Delivery","Investor Owned",5.8218690345614901E-2,3.8535773950371797E-2,8.4950869845360794E-2]
[92301,17609,"SCE","Southern California Edison Co","CA","Delivery","Investor Owned",5.8218690345614901E-2,3.8535773950371797E-2,8.4950869845360794E-2]
[92694,17609,"SCE","Southern California Edison Co","CA","Delivery","Investor Owned",5.8218690345614901E-2,3.8535773950371797E-2,8.4950869845360794E-2]
[96120,17609,"SCE","Southern California Edison Co","CA","Delivery","Investor Owned",5.8218690345614901E-2,3.8535773950371797E-2,8.4950869845360794E-2]
[92402,17609,"SCE","Southern California Edison Co","CA","Delivery","Investor Owned",5.8218690345614901E-2,3.8535773950371797E-2,8.4950869845360794E-2]
[92403,17609,"SCE","Southern California Edison Co","CA","Delivery","Investor Owned",5.8218690345614901E-2,3.8535773950371797E-2,8.4950869845360794E-2]
[92401,17609,"SCE","Southern California Edison Co","CA","Delivery","Investor Owned",5.8218690345614901E-2,3.8535773950371797E-2,8.4950869845360794E-2]
[92406,17609,"SCE","Southern California Edison Co","CA","Delivery","Investor Owned",5.8218690345614901E-2,3.8535773950371797E-2,8.4950869845360794E-2]
[92407,17609,"SCE","Southern California Edison Co","CA","Delivery","Investor Owned",5.8218690345614901E-2,3.8535773950371797E-2,8.4950869845360794E-2]
[92404,17609,"SCE","Southern California Edison Co","CA","Delivery","Investor Owned",5.8218690345614901E-2,3.8535773950371797E-2,8.4950869845360794E-2]
[92405,17609,"SCE","Southern California Edison Co","CA","Delivery","Investor Owned",5.8218690345614901E-2,3.8535773950371797E-2,8.4950869845360794E-2]
[92408,17609,"SCE","Southern California Edison Co","CA","Delivery","Investor Owned",5.8218690345614901E-2,3.8535773950371797E-2,8.4950869845360794E-2]
[92628,17609,"SCE","Southern California Edison Co","CA","Delivery","Investor Owned",5.8218690345614901E-2,3.8535773950371797E-2,8.4950869845360794E-2]
[92620,17609,"SCE","Southern California Edison Co","CA","Delivery","Investor Owned",5.8218690345614901E-2,3.8535773950371797E-2,8.4950869845360794E-2]
[90260,17609,"SCE","Southern California Edison Co","CA","Delivery","Investor Owned",5.8218690345614901E-2,3.8535773950371797E-2,8.4950869845360794E-2]
[90261,17609,"SCE","Southern California Edison Co","CA","Delivery","Investor Owned",5.8218690345614901E-2,3.8535773950371797E-2,8.4950869845360794E-2]
[90262,17609,"SCE","Southern California Edison Co","CA","Delivery","Investor Owned",5.8218690345614901E-2,3.8535773950371797E-2,8.4950869845360794E-2]
[90264,17609,"SCE","Southern California Edison Co","CA","Delivery","Investor Owned",5.8218690345614901E-2,3.8535773950371797E-2,8.4950869845360794E-2]
[90265,17609,"SCE","Southern California Edison Co","CA","Delivery","Investor Owned",5.8218690345614901E-2,3.8535773950371797E-2,8.4950869845360794E-2]
[90266,17609,"SCE","Southern California Edison Co","CA","Delivery","Investor Owned",5.8218690345614901E-2,3.8535773950371797E-2,8.4950869845360794E-2]
[90267,17609,"SCE","Southern California Edison Co","CA","Delivery","Investor Owned",5.8218690345614901E-2,3.8535773950371797E-2,8.4950869845360794E-2]
[92315,17609,"SCE","Southern California Edison Co","CA","Delivery","Investor Owned",5.8218690345614901E-2,3.8535773950371797E-2,8.4950869845360794E-2]
[90702,17609,"SCE","Southern California Edison Co","CA","Delivery","Investor Owned",5.8218690345614901E-2,3.8535773950371797E-2,8.4950869845360794E-2]
[90701,17609,"SCE","Southern California Edison Co","CA","Delivery","Investor Owned",5.8218690345614901E-2,3.8535773950371797E-2,8.4950869845360794E-2]
[90707,17609,"SCE","Southern California Edison Co","CA","Delivery","Investor Owned",5.8218690345614901E-2,3.8535773950371797E-2,8.4950869845360794E-2]
[90704,17609,"SCE","Southern California Edison Co","CA","Delivery","Investor Owned",5.8218690345614901E-2,3.8535773950371797E-2,8.4950869845360794E-2]
[93549,17609,"SCE","Southern California Edison Co","CA","Delivery","Investor Owned",5.8218690345614901E-2,3.8535773950371797E-2,8.4950869845360794E-2]
[93544,17609,"SCE","Southern California Edison Co","CA","Delivery","Investor Owned",5.8218690345614901E-2,3.8535773950371797E-2,8.4950869845360794E-2]
[93545,17609,"SCE","Southern California Edison Co","CA","Delivery","Investor Owned",5.8218690345614901E-2,3.8535773950371797E-2,8.4950869845360794E-2]
[93546,17609,"SCE","Southern California Edison Co","CA","Delivery","Investor Owned",5.8218690345614901E-2,3.8535773950371797E-2,8.4950869845360794E-2]
[93541,17609,"SCE","Southern California Edison Co","CA","Delivery","Investor Owned",5.8218690345614901E-2,3.8535773950371797E-2,8.4950869845360794E-2]
[93543,17609,"SCE","Southern California Edison Co","CA","Delivery","Investor Owned",5.8218690345614901E-2,3.8535773950371797E-2,8.4950869845360794E-2]
[93278,17609,"SCE","Southern California Edison Co","CA","Delivery","Investor Owned",5.8218690345614901E-2,3.8535773950371797E-2,8.4950869845360794E-2]
[93279,17609,"SCE","Southern California Edison Co","CA","Delivery","Investor Owned",5.8218690345614901E-2,3.8535773950371797E-2,8.4950869845360794E-2]
[90091,17609,"SCE","Southern California Edison Co","CA","Delivery","Investor Owned",5.8218690345614901E-2,3.8535773950371797E-2,8.4950869845360794E-2]
[90096,17609,"SCE","Southern California Edison Co","CA","Delivery","Investor Owned",5.8218690345614901E-2,3.8535773950371797E-2,8.4950869845360794E-2]
[93130,17609,"SCE","Southern California Edison Co","CA","Delivery","Investor Owned",5.8218690345614901E-2,3.8535773950371797E-2,8.4950869845360794E-2]
[93034,17609,"SCE","Southern California Edison Co","CA","Delivery","Investor Owned",5.8218690345614901E-2,3.8535773950371797E-2,8.4950869845360794E-2]
[93035,17609,"SCE","Southern California Edison Co","CA","Delivery","Investor Owned",5.8218690345614901E-2,3.8535773950371797E-2,8.4950869845360794E-2]
[93036,17609,"SCE","Southern California Edison Co","CA","Delivery","Investor Owned",5.8218690345614901E-2,3.8535773950371797E-2,8.4950869845360794E-2]
[93030,17609,"SCE","Southern California Edison Co","CA","Delivery","Investor Owned",5.8218690345614901E-2,3.8535773950371797E-2,8.4950869845360794E-2]
[93031,17609,"SCE","Southern California Edison Co","CA","Delivery","Investor Owned",5.8218690345614901E-2,3.8535773950371797E-2,8.4950869845360794E-2]
[93032,17609,"SCE","Southern California Edison Co","CA","Delivery","Investor Owned",5.8218690345614901E-2,3.8535773950371797E-2,8.4950869845360794E-2]
[93033,17609,"SCE","Southern California Edison Co","CA","Delivery","Investor Owned",5.8218690345614901E-2,3.8535773950371797E-2,8.4950869845360794E-2]
[91759,17609,"SCE","Southern California Edison Co","CA","Delivery","Investor Owned",5.8218690345614901E-2,3.8535773950371797E-2,8.4950869845360794E-2]
[91755,17609,"SCE","Southern California Edison Co","CA","Delivery","Investor Owned",5.8218690345614901E-2,3.8535773950371797E-2,8.4950869845360794E-2]
[91754,17609,"SCE","Southern California Edison Co","CA","Delivery","Investor Owned",5.8218690345614901E-2,3.8535773950371797E-2,8.4950869845360794E-2]
[91752,17609,"SCE","Southern California Edison Co","CA","Delivery","Investor Owned",5.8218690345614901E-2,3.8535773950371797E-2,8.4950869845360794E-2]
[92225,17609,"SCE","Southern California Edison Co","CA","Delivery","Investor Owned",5.8218690345614901E-2,3.8535773950371797E-2,8.4950869845360794E-2]
[92220,17609,"SCE","Southern California Edison Co","CA","Delivery","Investor Owned",5.8218690345614901E-2,3.8535773950371797E-2,8.4950869845360794E-2]
[90835,17609,"SCE","Southern California Edison Co","CA","Delivery","Investor Owned",5.8218690345614901E-2,3.8535773950371797E-2,8.4950869845360794E-2]
[90834,17609,"SCE","Southern California Edison Co","CA","Delivery","Investor Owned",5.8218690345614901E-2,3.8535773950371797E-2,8.4950869845360794E-2]
[90831,17609,"SCE","Southern California Edison Co","CA","Delivery","Investor Owned",5.8218690345614901E-2,3.8535773950371797E-2,8.4950869845360794E-2]
[90833,17609,"SCE","Southern California Edison Co","CA","Delivery","Investor Owned",5.8218690345614901E-2,3.8535773950371797E-2,8.4950869845360794E-2]
[90832,17609,"SCE","Southern California Edison Co","CA","Delivery","Investor Owned",5.8218690345614901E-2,3.8535773950371797E-2,8.4950869845360794E-2]
[90660,17609,"SCE","Southern California Edison Co","CA","Delivery","Investor Owned",5.8218690345614901E-2,3.8535773950371797E-2,8.4950869845360794E-2]
[90661,17609,"SCE","Southern California Edison Co","CA","Delivery","Investor Owned",5.8218690345614901E-2,3.8535773950371797E-2,8.4950869845360794E-2]
[90662,17609,"SCE","Southern California Edison Co","CA","Delivery","Investor Owned",5.8218690345614901E-2,3.8535773950371797E-2,8.4950869845360794E-2]
[91042,17609,"SCE","Southern California Edison Co","CA","Delivery","Investor Owned",5.8218690345614901E-2,3.8535773950371797E-2,8.4950869845360794E-2]
[92539,17609,"SCE","Southern California Edison Co","CA","Delivery","Investor Owned",5.8218690345614901E-2,3.8535773950371797E-2,8.4950869845360794E-2]
[92536,17609,"SCE","Southern California Edison Co","CA","Delivery","Investor Owned",5.8218690345614901E-2,3.8535773950371797E-2,8.4950869845360794E-2]
[92532,17609,"SCE","Southern California Edison Co","CA","Delivery","Investor Owned",5.8218690345614901E-2,3.8535773950371797E-2,8.4950869845360794E-2]
[92530,17609,"SCE","Southern California Edison Co","CA","Delivery","Investor Owned",5.8218690345614901E-2,3.8535773950371797E-2,8.4950869845360794E-2]
[93006,17609,"SCE","Southern California Edison Co","CA","Delivery","Investor Owned",5.8218690345614901E-2,3.8535773950371797E-2,8.4950869845360794E-2]
[92701,17609,"SCE","Southern California Edison Co","CA","Delivery","Investor Owned",5.8218690345614901E-2,3.8535773950371797E-2,8.4950869845360794E-2]
[92703,17609,"SCE","Southern California Edison Co","CA","Delivery","Investor Owned",5.8218690345614901E-2,3.8535773950371797E-2,8.4950869845360794E-2]
[92702,17609,"SCE","Southern California Edison Co","CA","Delivery","Investor Owned",5.8218690345614901E-2,3.8535773950371797E-2,8.4950869845360794E-2]
[92705,17609,"SCE","Southern California Edison Co","CA","Delivery","Investor Owned",5.8218690345614901E-2,3.8535773950371797E-2,8.4950869845360794E-2]
[92704,17609,"SCE","Southern California Edison Co","CA","Delivery","Investor Owned",5.8218690345614901E-2,3.8535773950371797E-2,8.4950869845360794E-2]
[92706,17609,"SCE","Southern California Edison Co","CA","Delivery","Investor Owned",5.8218690345614901E-2,3.8535773950371797E-2,8.4950869845360794E-2]
[91351,17609,"SCE","Southern California Edison Co","CA","Delivery","Investor Owned",5.8218690345614901E-2,3.8535773950371797E-2,8.4950869845360794E-2]
[91350,17609,"SCE","Southern California Edison Co","CA","Delivery","Investor Owned",5.8218690345614901E-2,3.8535773950371797E-2,8.4950869845360794E-2]
[91356,17609,"SCE","Southern California Edison Co","CA","Delivery","Investor Owned",5.8218690345614901E-2,3.8535773950371797E-2,8.4950869845360794E-2]
[91355,17609,"SCE","Southern California Edison Co","CA","Delivery","Investor Owned",5.8218690345614901E-2,3.8535773950371797E-2,8.4950869845360794E-2]
[91354,17609,"SCE","Southern California Edison Co","CA","Delivery","Investor Owned",5.8218690345614901E-2,3.8535773950371797E-2,8.4950869845360794E-2]
[91359,17609,"SCE","Southern California Edison Co","CA","Delivery","Investor Owned",5.8218690345614901E-2,3.8535773950371797E-2,8.4950869845360794E-2]
[90308,17609,"SCE","Southern California Edison Co","CA","Delivery","Investor Owned",5.8218690345614901E-2,3.8535773950371797E-2,8.4950869845360794E-2]
[93261,17609,"SCE","Southern California Edison Co","CA","Delivery","Investor Owned",5.8218690345614901E-2,3.8535773950371797E-2,8.4950869845360794E-2]
[91775,17609,"SCE","Southern California Edison Co","CA","Delivery","Investor Owned",5.8218690345614901E-2,3.8535773950371797E-2,8.4950869845360794E-2]
[92842,17609,"SCE","Southern California Edison Co","CA","Delivery","Investor Owned",5.8218690345614901E-2,3.8535773950371797E-2,8.4950869845360794E-2]
[92843,17609,"SCE","Southern California Edison Co","CA","Delivery","Investor Owned",5.8218690345614901E-2,3.8535773950371797E-2,8.4950869845360794E-2]
[92840,17609,"SCE","Southern California Edison Co","CA","Delivery","Investor Owned",5.8218690345614901E-2,3.8535773950371797E-2,8.4950869845360794E-2]
[92841,17609,"SCE","Southern California Edison Co","CA","Delivery","Investor Owned",5.8218690345614901E-2,3.8535773950371797E-2,8.4950869845360794E-2]
[92844,17609,"SCE","Southern California Edison Co","CA","Delivery","Investor Owned",5.8218690345614901E-2,3.8535773950371797E-2,8.4950869845360794E-2]
[92845,17609,"SCE","Southern California Edison Co","CA","Delivery","Investor Owned",5.8218690345614901E-2,3.8535773950371797E-2,8.4950869845360794E-2]
[91788,17609,"SCE","Southern California Edison Co","CA","Delivery","Investor Owned",5.8218690345614901E-2,3.8535773950371797E-2,8.4950869845360794E-2]
[91789,17609,"SCE","Southern California Edison Co","CA","Delivery","Investor Owned",5.8218690345614901E-2,3.8535773950371797E-2,8.4950869845360794E-2]
[91784,17609,"SCE","Southern California Edison Co","CA","Delivery","Investor Owned",5.8218690345614901E-2,3.8535773950371797E-2,8.4950869845360794E-2]
[91785,17609,"SCE","Southern California Edison Co","CA","Delivery","Investor Owned",5.8218690345614901E-2,3.8535773950371797E-2,8.4950869845360794E-2]
[91786,17609,"SCE","Southern California Edison Co","CA","Delivery","Investor Owned",5.8218690345614901E-2,3.8535773950371797E-2,8.4950869845360794E-2]
[91780,17609,"SCE","Southern California Edison Co","CA","Delivery","Investor Owned",5.8218690345614901E-2,3.8535773950371797E-2,8.4950869845360794E-2]
[92782,17609,"SCE","Southern California Edison Co","CA","Delivery","Investor Owned",5.8218690345614901E-2,3.8535773950371797E-2,8.4950869845360794E-2]
[93436,17609,"SCE","Southern California Edison Co","CA","Delivery","Investor Owned",5.8218690345614901E-2,3.8535773950371797E-2,8.4950869845360794E-2]
[90251,17609,"SCE","Southern California Edison Co","CA","Delivery","Investor Owned",5.8218690345614901E-2,3.8535773950371797E-2,8.4950869845360794E-2]
[90250,17609,"SCE","Southern California Edison Co","CA","Delivery","Investor Owned",5.8218690345614901E-2,3.8535773950371797E-2,8.4950869845360794E-2]
[90255,17609,"SCE","Southern California Edison Co","CA","Delivery","Investor Owned",5.8218690345614901E-2,3.8535773950371797E-2,8.4950869845360794E-2]
[90254,17609,"SCE","Southern California Edison Co","CA","Delivery","Investor Owned",5.8218690345614901E-2,3.8535773950371797E-2,8.4950869845360794E-2]
[93232,17609,"SCE","Southern California Edison Co","CA","Delivery","Investor Owned",5.8218690345614901E-2,3.8535773950371797E-2,8.4950869845360794E-2]
[93230,17609,"SCE","Southern California Edison Co","CA","Delivery","Investor Owned",5.8218690345614901E-2,3.8535773950371797E-2,8.4950869845360794E-2]
[93237,17609,"SCE","Southern California Edison Co","CA","Delivery","Investor Owned",5.8218690345614901E-2,3.8535773950371797E-2,8.4950869845360794E-2]
[93235,17609,"SCE","Southern California Edison Co","CA","Delivery","Investor Owned",5.8218690345614901E-2,3.8535773950371797E-2,8.4950869845360794E-2]
[93238,17609,"SCE","Southern California Edison Co","CA","Delivery","Investor Owned",5.8218690345614901E-2,3.8535773950371797E-2,8.4950869845360794E-2]
[92679,17609,"SCE","Southern California Edison Co","CA","Delivery","Investor Owned",5.8218690345614901E-2,3.8535773950371797E-2,8.4950869845360794E-2]
[92623,17609,"SCE","Southern California Edison Co","CA","Delivery","Investor Owned",5.8218690345614901E-2,3.8535773950371797E-2,8.4950869845360794E-2]
[92626,17609,"SCE","Southern California Edison Co","CA","Delivery","Investor Owned",5.8218690345614901E-2,3.8535773950371797E-2,8.4950869845360794E-2]
[92627,17609,"SCE","Southern California Edison Co","CA","Delivery","Investor Owned",5.8218690345614901E-2,3.8535773950371797E-2,8.4950869845360794E-2]
[92625,17609,"SCE","Southern California Edison Co","CA","Delivery","Investor Owned",5.8218690345614901E-2,3.8535773950371797E-2,8.4950869845360794E-2]
[92242,17609,"SCE","Southern California Edison Co","CA","Delivery","Investor Owned",5.8218690345614901E-2,3.8535773950371797E-2,8.4950869845360794E-2]
[90040,17609,"SCE","Southern California Edison Co","CA","Delivery","Investor Owned",5.8218690345614901E-2,3.8535773950371797E-2,8.4950869845360794E-2]
[90042,17609,"SCE","Southern California Edison Co","CA","Delivery","Investor Owned",5.8218690345614901E-2,3.8535773950371797E-2,8.4950869845360794E-2]
[90043,17609,"SCE","Southern California Edison Co","CA","Delivery","Investor Owned",5.8218690345614901E-2,3.8535773950371797E-2,8.4950869845360794E-2]
[90044,17609,"SCE","Southern California Edison Co","CA","Delivery","Investor Owned",5.8218690345614901E-2,3.8535773950371797E-2,8.4950869845360794E-2]
[90045,17609,"SCE","Southern California Edison Co","CA","Delivery","Investor Owned",5.8218690345614901E-2,3.8535773950371797E-2,8.4950869845360794E-2]
[90047,17609,"SCE","Southern California Edison Co","CA","Delivery","Investor Owned",5.8218690345614901E-2,3.8535773950371797E-2,8.4950869845360794E-2]
[91701,17609,"SCE","Southern California Edison Co","CA","Delivery","Investor Owned",5.8218690345614901E-2,3.8535773950371797E-2,8.4950869845360794E-2]
[92352,17609,"SCE","Southern California Edison Co","CA","Delivery","Investor Owned",5.8218690345614901E-2,3.8535773950371797E-2,8.4950869845360794E-2]
[92350,17609,"SCE","Southern California Edison Co","CA","Delivery","Investor Owned",5.8218690345614901E-2,3.8535773950371797E-2,8.4950869845360794E-2]
[92356,17609,"SCE","Southern California Edison Co","CA","Delivery","Investor Owned",5.8218690345614901E-2,3.8535773950371797E-2,8.4950869845360794E-2]
[92357,17609,"SCE","Southern California Edison Co","CA","Delivery","Investor Owned",5.8218690345614901E-2,3.8535773950371797E-2,8.4950869845360794E-2]
[92354,17609,"SCE","Southern California Edison Co","CA","Delivery","Investor Owned",5.8218690345614901E-2,3.8535773950371797E-2,8.4950869845360794E-2]
[92358,17609,"SCE","Southern California Edison Co","CA","Delivery","Investor Owned",5.8218690345614901E-2,3.8535773950371797E-2,8.4950869845360794E-2]
[92359,17609,"SCE","Southern California Edison Co","CA","Delivery","Investor Owned",5.8218690345614901E-2,3.8535773950371797E-2,8.4950869845360794E-2]
[93009,17609,"SCE","Southern California Edison Co","CA","Delivery","Investor Owned",5.8218690345614901E-2,3.8535773950371797E-2,8.4950869845360794E-2]
[93005,17609,"SCE","Southern California Edison Co","CA","Delivery","Investor Owned",5.8218690345614901E-2,3.8535773950371797E-2,8.4950869845360794E-2]
[93004,17609,"SCE","Southern California Edison Co","CA","Delivery","Investor Owned",5.8218690345614901E-2,3.8535773950371797E-2,8.4950869845360794E-2]
[93001,17609,"SCE","Southern California Edison Co","CA","Delivery","Investor Owned",5.8218690345614901E-2,3.8535773950371797E-2,8.4950869845360794E-2]
[93003,17609,"SCE","Southern California Edison Co","CA","Delivery","Investor Owned",5.8218690345614901E-2,3.8535773950371797E-2,8.4950869845360794E-2]
[93002,17609,"SCE","Southern California Edison Co","CA","Delivery","Investor Owned",5.8218690345614901E-2,3.8535773950371797E-2,8.4950869845360794E-2]
[92285,17609,"SCE","Southern California Edison Co","CA","Delivery","Investor Owned",5.8218690345614901E-2,3.8535773950371797E-2,8.4950869845360794E-2]
[93007,17609,"SCE","Southern California Edison Co","CA","Delivery","Investor Owned",5.8218690345614901E-2,3.8535773950371797E-2,8.4950869845360794E-2]
[91708,17609,"SCE","Southern California Edison Co","CA","Delivery","Investor Owned",5.8218690345614901E-2,3.8535773950371797E-2,8.4950869845360794E-2]
[91709,17609,"SCE","Southern California Edison Co","CA","Delivery","Investor Owned",5.8218690345614901E-2,3.8535773950371797E-2,8.4950869845360794E-2]
[93427,17609,"SCE","Southern California Edison Co","CA","Delivery","Investor Owned",5.8218690345614901E-2,3.8535773950371797E-2,8.4950869845360794E-2]
[90755,17609,"SCE","Southern California Edison Co","CA","Delivery","Investor Owned",5.8218690345614901E-2,3.8535773950371797E-2,8.4950869845360794E-2]
[90510,17609,"SCE","Southern California Edison Co","CA","Delivery","Investor Owned",5.8218690345614901E-2,3.8535773950371797E-2,8.4950869845360794E-2]
[93043,17609,"SCE","Southern California Edison Co","CA","Delivery","Investor Owned",5.8218690345614901E-2,3.8535773950371797E-2,8.4950869845360794E-2]
[90603,17609,"SCE","Southern California Edison Co","CA","Delivery","Investor Owned",5.8218690345614901E-2,3.8535773950371797E-2,8.4950869845360794E-2]
[93044,17609,"SCE","Southern California Edison Co","CA","Delivery","Investor Owned",5.8218690345614901E-2,3.8535773950371797E-2,8.4950869845360794E-2]
[90651,17609,"SCE","Southern California Edison Co","CA","Delivery","Investor Owned",5.8218690345614901E-2,3.8535773950371797E-2,8.4950869845360794E-2]
[90652,17609,"SCE","Southern California Edison Co","CA","Delivery","Investor Owned",5.8218690345614901E-2,3.8535773950371797E-2,8.4950869845360794E-2]
[91016,17609,"SCE","Southern California Edison Co","CA","Delivery","Investor Owned",5.8218690345614901E-2,3.8535773950371797E-2,8.4950869845360794E-2]
[91010,17609,"SCE","Southern California Edison Co","CA","Delivery","Investor Owned",5.8218690345614901E-2,3.8535773950371797E-2,8.4950869845360794E-2]
[91011,17609,"SCE","Southern California Edison Co","CA","Delivery","Investor Owned",5.8218690345614901E-2,3.8535773950371797E-2,8.4950869845360794E-2]
[92304,17609,"SCE","Southern California Edison Co","CA","Delivery","Investor Owned",5.8218690345614901E-2,3.8535773950371797E-2,8.4950869845360794E-2]
[92258,17609,"SCE","Southern California Edison Co","CA","Delivery","Investor Owned",5.8218690345614901E-2,3.8535773950371797E-2,8.4950869845360794E-2]
[92256,17609,"SCE","Southern California Edison Co","CA","Delivery","Investor Owned",5.8218690345614901E-2,3.8535773950371797E-2,8.4950869845360794E-2]
[92253,17609,"SCE","Southern California Edison Co","CA","Delivery","Investor Owned",5.8218690345614901E-2,3.8535773950371797E-2,8.4950869845360794E-2]
[92252,17609,"SCE","Southern California Edison Co","CA","Delivery","Investor Owned",5.8218690345614901E-2,3.8535773950371797E-2,8.4950869845360794E-2]
[93120,17609,"SCE","Southern California Edison Co","CA","Delivery","Investor Owned",5.8218690345614901E-2,3.8535773950371797E-2,8.4950869845360794E-2]
[93121,17609,"SCE","Southern California Edison Co","CA","Delivery","Investor Owned",5.8218690345614901E-2,3.8535773950371797E-2,8.4950869845360794E-2]
[90224,17609,"SCE","Southern California Edison Co","CA","Delivery","Investor Owned",5.8218690345614901E-2,3.8535773950371797E-2,8.4950869845360794E-2]
[90280,17609,"SCE","Southern California Edison Co","CA","Delivery","Investor Owned",5.8218690345614901E-2,3.8535773950371797E-2,8.4950869845360794E-2]
[92546,17609,"SCE","Southern California Edison Co","CA","Delivery","Investor Owned",5.8218690345614901E-2,3.8535773950371797E-2,8.4950869845360794E-2]
[92545,17609,"SCE","Southern California Edison Co","CA","Delivery","Investor Owned",5.8218690345614901E-2,3.8535773950371797E-2,8.4950869845360794E-2]
[92544,17609,"SCE","Southern California Edison Co","CA","Delivery","Investor Owned",5.8218690345614901E-2,3.8535773950371797E-2,8.4950869845360794E-2]
[92838,17609,"SCE","Southern California Edison Co","CA","Delivery","Investor Owned",5.8218690345614901E-2,3.8535773950371797E-2,8.4950869845360794E-2]
[92832,17609,"SCE","Southern California Edison Co","CA","Delivery","Investor Owned",5.8218690345614901E-2,3.8535773950371797E-2,8.4950869845360794E-2]
[91118,17609,"SCE","Southern California Edison Co","CA","Delivery","Investor Owned",5.8218690345614901E-2,3.8535773950371797E-2,8.4950869845360794E-2]
[91803,17609,"SCE","Southern California Edison Co","CA","Delivery","Investor Owned",5.8218690345614901E-2,3.8535773950371797E-2,8.4950869845360794E-2]
[91802,17609,"SCE","Southern California Edison Co","CA","Delivery","Investor Owned",5.8218690345614901E-2,3.8535773950371797E-2,8.4950869845360794E-2]
[91801,17609,"SCE","Southern California Edison Co","CA","Delivery","Investor Owned",5.8218690345614901E-2,3.8535773950371797E-2,8.4950869845360794E-2]
[91804,17609,"SCE","Southern California Edison Co","CA","Delivery","Investor Owned",5.8218690345614901E-2,3.8535773950371797E-2,8.4950869845360794E-2]
[92637,17609,"SCE","Southern California Edison Co","CA","Delivery","Investor Owned",5.8218690345614901E-2,3.8535773950371797E-2,8.4950869845360794E-2]
[91750,17609,"SCE","Southern California Edison Co","CA","Delivery","Investor Owned",5.8218690345614901E-2,3.8535773950371797E-2,8.4950869845360794E-2]
[90202,17609,"SCE","Southern California Edison Co","CA","Delivery","Investor Owned",5.8218690345614901E-2,3.8535773950371797E-2,8.4950869845360794E-2]
[90201,17609,"SCE","Southern California Edison Co","CA","Delivery","Investor Owned",5.8218690345614901E-2,3.8535773950371797E-2,8.4950869845360794E-2]
[93243,17609,"SCE","Southern California Edison Co","CA","Delivery","Investor Owned",5.8218690345614901E-2,3.8535773950371797E-2,8.4950869845360794E-2]
[93240,17609,"SCE","Southern California Edison Co","CA","Delivery","Investor Owned",5.8218690345614901E-2,3.8535773950371797E-2,8.4950869845360794E-2]
[93247,17609,"SCE","Southern California Edison Co","CA","Delivery","Investor Owned",5.8218690345614901E-2,3.8535773950371797E-2,8.4950869845360794E-2]
[93245,17609,"SCE","Southern California Edison Co","CA","Delivery","Investor Owned",5.8218690345614901E-2,3.8535773950371797E-2,8.4950869845360794E-2]
[93244,17609,"SCE","Southern California Edison Co","CA","Delivery","Investor Owned",5.8218690345614901E-2,3.8535773950371797E-2,8.4950869845360794E-2]
[91304,17609,"SCE","Southern California Edison Co","CA","Delivery","Investor Owned",5.8218690345614901E-2,3.8535773950371797E-2,8.4950869845360794E-2]
[91307,17609,"SCE","Southern California Edison Co","CA","Delivery","Investor Owned",5.8218690345614901E-2,3.8535773950371797E-2,8.4950869845360794E-2]
[91377,17609,"SCE","Southern California Edison Co","CA","Delivery","Investor Owned",5.8218690345614901E-2,3.8535773950371797E-2,8.4950869845360794E-2]
[91376,17609,"SCE","Southern California Edison Co","CA","Delivery","Investor Owned",5.8218690345614901E-2,3.8535773950371797E-2,8.4950869845360794E-2]
[92653,17609,"SCE","Southern California Edison Co","CA","Delivery","Investor Owned",5.8218690345614901E-2,3.8535773950371797E-2,8.4950869845360794E-2]
[92652,17609,"SCE","Southern California Edison Co","CA","Delivery","Investor Owned",5.8218690345614901E-2,3.8535773950371797E-2,8.4950869845360794E-2]
[92651,17609,"SCE","Southern California Edison Co","CA","Delivery","Investor Owned",5.8218690345614901E-2,3.8535773950371797E-2,8.4950869845360794E-2]
[92650,17609,"SCE","Southern California Edison Co","CA","Delivery","Investor Owned",5.8218690345614901E-2,3.8535773950371797E-2,8.4950869845360794E-2]
[92657,17609,"SCE","Southern California Edison Co","CA","Delivery","Investor Owned",5.8218690345614901E-2,3.8535773950371797E-2,8.4950869845360794E-2]
[92656,17609,"SCE","Southern California Edison Co","CA","Delivery","Investor Owned",5.8218690345614901E-2,3.8535773950371797E-2,8.4950869845360794E-2]
[92655,17609,"SCE","Southern California Edison Co","CA","Delivery","Investor Owned",5.8218690345614901E-2,3.8535773950371797E-2,8.4950869845360794E-2]
[92654,17609,"SCE","Southern California Edison Co","CA","Delivery","Investor Owned",5.8218690345614901E-2,3.8535773950371797E-2,8.4950869845360794E-2]
[92659,17609,"SCE","Southern California Edison Co","CA","Delivery","Investor Owned",5.8218690345614901E-2,3.8535773950371797E-2,8.4950869845360794E-2]
[92658,17609,"SCE","Southern California Edison Co","CA","Delivery","Investor Owned",5.8218690345614901E-2,3.8535773950371797E-2,8.4950869845360794E-2]
[91749,17609,"SCE","Southern California Edison Co","CA","Delivery","Investor Owned",5.8218690345614901E-2,3.8535773950371797E-2,8.4950869845360794E-2]
[91745,17609,"SCE","Southern California Edison Co","CA","Delivery","Investor Owned",5.8218690345614901E-2,3.8535773950371797E-2,8.4950869845360794E-2]
[91746,17609,"SCE","Southern California Edison Co","CA","Delivery","Investor Owned",5.8218690345614901E-2,3.8535773950371797E-2,8.4950869845360794E-2]
[92329,17609,"SCE","Southern California Edison Co","CA","Delivery","Investor Owned",5.8218690345614901E-2,3.8535773950371797E-2,8.4950869845360794E-2]
[92328,17609,"SCE","Southern California Edison Co","CA","Delivery","Investor Owned",5.8218690345614901E-2,3.8535773950371797E-2,8.4950869845360794E-2]
[92323,17609,"SCE","Southern California Edison Co","CA","Delivery","Investor Owned",5.8218690345614901E-2,3.8535773950371797E-2,8.4950869845360794E-2]
[92322,17609,"SCE","Southern California Edison Co","CA","Delivery","Investor Owned",5.8218690345614901E-2,3.8535773950371797E-2,8.4950869845360794E-2]
[92321,17609,"SCE","Southern California Edison Co","CA","Delivery","Investor Owned",5.8218690345614901E-2,3.8535773950371797E-2,8.4950869845360794E-2]
[92320,17609,"SCE","Southern California Edison Co","CA","Delivery","Investor Owned",5.8218690345614901E-2,3.8535773950371797E-2,8.4950869845360794E-2]
[92327,17609,"SCE","Southern California Edison Co","CA","Delivery","Investor Owned",5.8218690345614901E-2,3.8535773950371797E-2,8.4950869845360794E-2]
[92326,17609,"SCE","Southern California Edison Co","CA","Delivery","Investor Owned",5.8218690345614901E-2,3.8535773950371797E-2,8.4950869845360794E-2]
[92325,17609,"SCE","Southern California Edison Co","CA","Delivery","Investor Owned",5.8218690345614901E-2,3.8535773950371797E-2,8.4950869845360794E-2]
[92324,17609,"SCE","Southern California Edison Co","CA","Delivery","Investor Owned",5.8218690345614901E-2,3.8535773950371797E-2,8.4950869845360794E-2]
[92211,17609,"SCE","Southern California Edison Co","CA","Delivery","Investor Owned",5.8218690345614901E-2,3.8535773950371797E-2,8.4950869845360794E-2]
[92423,17609,"SCE","Southern California Edison Co","CA","Delivery","Investor Owned",5.8218690345614901E-2,3.8535773950371797E-2,8.4950869845360794E-2]
[92427,17609,"SCE","Southern California Edison Co","CA","Delivery","Investor Owned",5.8218690345614901E-2,3.8535773950371797E-2,8.4950869845360794E-2]
[91734,17609,"SCE","Southern California Edison Co","CA","Delivery","Investor Owned",5.8218690345614901E-2,3.8535773950371797E-2,8.4950869845360794E-2]
[91733,17609,"SCE","Southern California Edison Co","CA","Delivery","Investor Owned",5.8218690345614901E-2,3.8535773950371797E-2,8.4950869845360794E-2]
[91732,17609,"SCE","Southern California Edison Co","CA","Delivery","Investor Owned",5.8218690345614901E-2,3.8535773950371797E-2,8.4950869845360794E-2]
[92284,17609,"SCE","Southern California Edison Co","CA","Delivery","Investor Owned",5.8218690345614901E-2,3.8535773950371797E-2,8.4950869845360794E-2]
[92282,17609,"SCE","Southern California Edison Co","CA","Delivery","Investor Owned",5.8218690345614901E-2,3.8535773950371797E-2,8.4950869845360794E-2]
[92283,17609,"SCE","Southern California Edison Co","CA","Delivery","Investor Owned",5.8218690345614901E-2,3.8535773950371797E-2,8.4950869845360794E-2]
[90814,17609,"SCE","Southern California Edison Co","CA","Delivery","Investor Owned",5.8218690345614901E-2,3.8535773950371797E-2,8.4950869845360794E-2]
[90895,17609,"SCE","Southern California Edison Co","CA","Delivery","Investor Owned",5.8218690345614901E-2,3.8535773950371797E-2,8.4950869845360794E-2]
[90899,17609,"SCE","Southern California Edison Co","CA","Delivery","Investor Owned",5.8218690345614901E-2,3.8535773950371797E-2,8.4950869845360794E-2]
[91380,17609,"SCE","Southern California Edison Co","CA","Delivery","Investor Owned",5.8218690345614901E-2,3.8535773950371797E-2,8.4950869845360794E-2]
[91381,17609,"SCE","Southern California Edison Co","CA","Delivery","Investor Owned",5.8218690345614901E-2,3.8535773950371797E-2,8.4950869845360794E-2]
[91384,17609,"SCE","Southern California Edison Co","CA","Delivery","Investor Owned",5.8218690345614901E-2,3.8535773950371797E-2,8.4950869845360794E-2]
[91385,17609,"SCE","Southern California Edison Co","CA","Delivery","Investor Owned",5.8218690345614901E-2,3.8535773950371797E-2,8.4950869845360794E-2]
[91386,17609,"SCE","Southern California Edison Co","CA","Delivery","Investor Owned",5.8218690345614901E-2,3.8535773950371797E-2,8.4950869845360794E-2]
[91387,17609,"SCE","Southern California Edison Co","CA","Delivery","Investor Owned",5.8218690345614901E-2,3.8535773950371797E-2,8.4950869845360794E-2]
[93528,17609,"SCE","Southern California Edison Co","CA","Delivery","Investor Owned",5.8218690345614901E-2,3.8535773950371797E-2,8.4950869845360794E-2]
[93529,17609,"SCE","Southern California Edison Co","CA","Delivery","Investor Owned",5.8218690345614901E-2,3.8535773950371797E-2,8.4950869845360794E-2]
[93522,17609,"SCE","Southern California Edison Co","CA","Delivery","Investor Owned",5.8218690345614901E-2,3.8535773950371797E-2,8.4950869845360794E-2]
[93523,17609,"SCE","Southern California Edison Co","CA","Delivery","Investor Owned",5.8218690345614901E-2,3.8535773950371797E-2,8.4950869845360794E-2]
[93526,17609,"SCE","Southern California Edison Co","CA","Delivery","Investor Owned",5.8218690345614901E-2,3.8535773950371797E-2,8.4950869845360794E-2]
[93527,17609,"SCE","Southern California Edison Co","CA","Delivery","Investor Owned",5.8218690345614901E-2,3.8535773950371797E-2,8.4950869845360794E-2]
[93524,17609,"SCE","Southern California Edison Co","CA","Delivery","Investor Owned",5.8218690345614901E-2,3.8535773950371797E-2,8.4950869845360794E-2]
[92551,17609,"SCE","Southern California Edison Co","CA","Delivery","Investor Owned",5.8218690345614901E-2,3.8535773950371797E-2,8.4950869845360794E-2]
[91025,17609,"SCE","Southern California Edison Co","CA","Delivery","Investor Owned",5.8218690345614901E-2,3.8535773950371797E-2,8.4950869845360794E-2]
[91024,17609,"SCE","Southern California Edison Co","CA","Delivery","Investor Owned",5.8218690345614901E-2,3.8535773950371797E-2,8.4950869845360794E-2]
[91023,17609,"SCE","Southern California Edison Co","CA","Delivery","Investor Owned",5.8218690345614901E-2,3.8535773950371797E-2,8.4950869845360794E-2]
[92599,17609,"SCE","Southern California Edison Co","CA","Delivery","Investor Owned",5.8218690345614901E-2,3.8535773950371797E-2,8.4950869845360794E-2]
[92595,17609,"SCE","Southern California Edison Co","CA","Delivery","Investor Owned",5.8218690345614901E-2,3.8535773950371797E-2,8.4950869845360794E-2]
[92596,17609,"SCE","Southern California Edison Co","CA","Delivery","Investor Owned",5.8218690345614901E-2,3.8535773950371797E-2,8.4950869845360794E-2]
[92590,17609,"SCE","Southern California Edison Co","CA","Delivery","Investor Owned",5.8218690345614901E-2,3.8535773950371797E-2,8.4950869845360794E-2]
[92591,17609,"SCE","Southern California Edison Co","CA","Delivery","Investor Owned",5.8218690345614901E-2,3.8535773950371797E-2,8.4950869845360794E-2]
[92592,17609,"SCE","Southern California Edison Co","CA","Delivery","Investor Owned",5.8218690345614901E-2,3.8535773950371797E-2,8.4950869845360794E-2]
[92593,17609,"SCE","Southern California Edison Co","CA","Delivery","Investor Owned",5.8218690345614901E-2,3.8535773950371797E-2,8.4950869845360794E-2]
[90650,17609,"SCE","Southern California Edison Co","CA","Delivery","Investor Owned",5.8218690345614901E-2,3.8535773950371797E-2,8.4950869845360794E-2]
[90263,17609,"SCE","Southern California Edison Co","CA","Delivery","Investor Owned",5.8218690345614901E-2,3.8535773950371797E-2,8.4950869845360794E-2]
[91017,17609,"SCE","Southern California Edison Co","CA","Delivery","Investor Owned",5.8218690345614901E-2,3.8535773950371797E-2,8.4950869845360794E-2]
[93602,17609,"SCE","Southern California Edison Co","CA","Delivery","Investor Owned",5.8218690345614901E-2,3.8535773950371797E-2,8.4950869845360794E-2]
[92201,17609,"SCE","Southern California Edison Co","CA","Delivery","Investor Owned",5.8218690345614901E-2,3.8535773950371797E-2,8.4950869845360794E-2]
[92203,17609,"SCE","Southern California Edison Co","CA","Delivery","Investor Owned",5.8218690345614901E-2,3.8535773950371797E-2,8.4950869845360794E-2]
[90813,17609,"SCE","Southern California Edison Co","CA","Delivery","Investor Owned",5.8218690345614901E-2,3.8535773950371797E-2,8.4950869845360794E-2]
[90810,17609,"SCE","Southern California Edison Co","CA","Delivery","Investor Owned",5.8218690345614901E-2,3.8535773950371797E-2,8.4950869845360794E-2]
[90815,17609,"SCE","Southern California Edison Co","CA","Delivery","Investor Owned",5.8218690345614901E-2,3.8535773950371797E-2,8.4950869845360794E-2]
[90608,17609,"SCE","Southern California Edison Co","CA","Delivery","Investor Owned",5.8218690345614901E-2,3.8535773950371797E-2,8.4950869845360794E-2]
[90609,17609,"SCE","Southern California Edison Co","CA","Delivery","Investor Owned",5.8218690345614901E-2,3.8535773950371797E-2,8.4950869845360794E-2]
[90602,17609,"SCE","Southern California Edison Co","CA","Delivery","Investor Owned",5.8218690345614901E-2,3.8535773950371797E-2,8.4950869845360794E-2]
[90601,17609,"SCE","Southern California Edison Co","CA","Delivery","Investor Owned",5.8218690345614901E-2,3.8535773950371797E-2,8.4950869845360794E-2]
[90606,17609,"SCE","Southern California Edison Co","CA","Delivery","Investor Owned",5.8218690345614901E-2,3.8535773950371797E-2,8.4950869845360794E-2]
[90607,17609,"SCE","Southern California Edison Co","CA","Delivery","Investor Owned",5.8218690345614901E-2,3.8535773950371797E-2,8.4950869845360794E-2]
[90604,17609,"SCE","Southern California Edison Co","CA","Delivery","Investor Owned",5.8218690345614901E-2,3.8535773950371797E-2,8.4950869845360794E-2]
[90605,17609,"SCE","Southern California Edison Co","CA","Delivery","Investor Owned",5.8218690345614901E-2,3.8535773950371797E-2,8.4950869845360794E-2]
[92518,17609,"SCE","Southern California Edison Co","CA","Delivery","Investor Owned",5.8218690345614901E-2,3.8535773950371797E-2,8.4950869845360794E-2]
[92519,17609,"SCE","Southern California Edison Co","CA","Delivery","Investor Owned",5.8218690345614901E-2,3.8535773950371797E-2,8.4950869845360794E-2]
[90703,17609,"SCE","Southern California Edison Co","CA","Delivery","Investor Owned",5.8218690345614901E-2,3.8535773950371797E-2,8.4950869845360794E-2]
[90706,17609,"SCE","Southern California Edison Co","CA","Delivery","Investor Owned",5.8218690345614901E-2,3.8535773950371797E-2,8.4950869845360794E-2]
[91077,17609,"SCE","Southern California Edison Co","CA","Delivery","Investor Owned",5.8218690345614901E-2,3.8535773950371797E-2,8.4950869845360794E-2]
[93150,17609,"SCE","Southern California Edison Co","CA","Delivery","Investor Owned",5.8218690345614901E-2,3.8535773950371797E-2,8.4950869845360794E-2]
[92728,17609,"SCE","Southern California Edison Co","CA","Delivery","Investor Owned",5.8218690345614901E-2,3.8535773950371797E-2,8.4950869845360794E-2]
[93542,17609,"SCE","Southern California Edison Co","CA","Delivery","Investor Owned",5.8218690345614901E-2,3.8535773950371797E-2,8.4950869845360794E-2]
[93290,17609,"SCE","Southern California Edison Co","CA","Delivery","Investor Owned",5.8218690345614901E-2,3.8535773950371797E-2,8.4950869845360794E-2]
[93291,17609,"SCE","Southern California Edison Co","CA","Delivery","Investor Owned",5.8218690345614901E-2,3.8535773950371797E-2,8.4950869845360794E-2]
[93292,17609,"SCE","Southern California Edison Co","CA","Delivery","Investor Owned",5.8218690345614901E-2,3.8535773950371797E-2,8.4950869845360794E-2]
[91331,17609,"SCE","Southern California Edison Co","CA","Delivery","Investor Owned",5.8218690345614901E-2,3.8535773950371797E-2,8.4950869845360794E-2]
[91741,17609,"SCE","Southern California Edison Co","CA","Delivery","Investor Owned",5.8218690345614901E-2,3.8535773950371797E-2,8.4950869845360794E-2]
[91743,17609,"SCE","Southern California Edison Co","CA","Delivery","Investor Owned",5.8218690345614901E-2,3.8535773950371797E-2,8.4950869845360794E-2]
[91747,17609,"SCE","Southern California Edison Co","CA","Delivery","Investor Owned",5.8218690345614901E-2,3.8535773950371797E-2,8.4950869845360794E-2]
[92255,17609,"SCE","Southern California Edison Co","CA","Delivery","Investor Owned",5.8218690345614901E-2,3.8535773950371797E-2,8.4950869845360794E-2]
[90680,17609,"SCE","Southern California Edison Co","CA","Delivery","Investor Owned",5.8218690345614901E-2,3.8535773950371797E-2,8.4950869845360794E-2]
[90022,17609,"SCE","Southern California Edison Co","CA","Delivery","Investor Owned",5.8218690345614901E-2,3.8535773950371797E-2,8.4950869845360794E-2]
[90023,17609,"SCE","Southern California Edison Co","CA","Delivery","Investor Owned",5.8218690345614901E-2,3.8535773950371797E-2,8.4950869845360794E-2]
[93647,17609,"SCE","Southern California Edison Co","CA","Delivery","Investor Owned",5.8218690345614901E-2,3.8535773950371797E-2,8.4950869845360794E-2]
[93643,17609,"SCE","Southern California Edison Co","CA","Delivery","Investor Owned",5.8218690345614901E-2,3.8535773950371797E-2,8.4950869845360794E-2]
[93642,17609,"SCE","Southern California Edison Co","CA","Delivery","Investor Owned",5.8218690345614901E-2,3.8535773950371797E-2,8.4950869845360794E-2]
[91711,17609,"SCE","Southern California Edison Co","CA","Delivery","Investor Owned",5.8218690345614901E-2,3.8535773950371797E-2,8.4950869845360794E-2]
[91103,17609,"SCE","Southern California Edison Co","CA","Delivery","Investor Owned",5.8218690345614901E-2,3.8535773950371797E-2,8.4950869845360794E-2]
[91106,17609,"SCE","Southern California Edison Co","CA","Delivery","Investor Owned",5.8218690345614901E-2,3.8535773950371797E-2,8.4950869845360794E-2]
[91105,17609,"SCE","Southern California Edison Co","CA","Delivery","Investor Owned",5.8218690345614901E-2,3.8535773950371797E-2,8.4950869845360794E-2]
[92868,17609,"SCE","Southern California Edison Co","CA","Delivery","Investor Owned",5.8218690345614901E-2,3.8535773950371797E-2,8.4950869845360794E-2]
[92869,17609,"SCE","Southern California Edison Co","CA","Delivery","Investor Owned",5.8218690345614901E-2,3.8535773950371797E-2,8.4950869845360794E-2]
[92860,17609,"SCE","Southern California Edison Co","CA","Delivery","Investor Owned",5.8218690345614901E-2,3.8535773950371797E-2,8.4950869845360794E-2]
[92861,17609,"SCE","Southern California Edison Co","CA","Delivery","Investor Owned",5.8218690345614901E-2,3.8535773950371797E-2,8.4950869845360794E-2]
[92862,17609,"SCE","Southern California Edison Co","CA","Delivery","Investor Owned",5.8218690345614901E-2,3.8535773950371797E-2,8.4950869845360794E-2]
[92863,17609,"SCE","Southern California Edison Co","CA","Delivery","Investor Owned",5.8218690345614901E-2,3.8535773950371797E-2,8.4950869845360794E-2]
[92864,17609,"SCE","Southern California Edison Co","CA","Delivery","Investor Owned",5.8218690345614901E-2,3.8535773950371797E-2,8.4950869845360794E-2]
[92865,17609,"SCE","Southern California Edison Co","CA","Delivery","Investor Owned",5.8218690345614901E-2,3.8535773950371797E-2,8.4950869845360794E-2]
[92866,17609,"SCE","Southern California Edison Co","CA","Delivery","Investor Owned",5.8218690345614901E-2,3.8535773950371797E-2,8.4950869845360794E-2]
[92867,17609,"SCE","Southern California Edison Co","CA","Delivery","Investor Owned",5.8218690345614901E-2,3.8535773950371797E-2,8.4950869845360794E-2]
[92411,17609,"SCE","Southern California Edison Co","CA","Delivery","Investor Owned",5.8218690345614901E-2,3.8535773950371797E-2,8.4950869845360794E-2]
[92410,17609,"SCE","Southern California Edison Co","CA","Delivery","Investor Owned",5.8218690345614901E-2,3.8535773950371797E-2,8.4950869845360794E-2]
[92413,17609,"SCE","Southern California Edison Co","CA","Delivery","Investor Owned",5.8218690345614901E-2,3.8535773950371797E-2,8.4950869845360794E-2]
[92412,17609,"SCE","Southern California Edison Co","CA","Delivery","Investor Owned",5.8218690345614901E-2,3.8535773950371797E-2,8.4950869845360794E-2]
[92415,17609,"SCE","Southern California Edison Co","CA","Delivery","Investor Owned",5.8218690345614901E-2,3.8535773950371797E-2,8.4950869845360794E-2]
[92418,17609,"SCE","Southern California Edison Co","CA","Delivery","Investor Owned",5.8218690345614901E-2,3.8535773950371797E-2,8.4950869845360794E-2]
[92675,17609,"SCE","Southern California Edison Co","CA","Delivery","Investor Owned",5.8218690345614901E-2,3.8535773950371797E-2,8.4950869845360794E-2]
[90278,17609,"SCE","Southern California Edison Co","CA","Delivery","Investor Owned",5.8218690345614901E-2,3.8535773950371797E-2,8.4950869845360794E-2]
[90277,17609,"SCE","Southern California Edison Co","CA","Delivery","Investor Owned",5.8218690345614901E-2,3.8535773950371797E-2,8.4950869845360794E-2]
[90275,17609,"SCE","Southern California Edison Co","CA","Delivery","Investor Owned",5.8218690345614901E-2,3.8535773950371797E-2,8.4950869845360794E-2]
[90274,17609,"SCE","Southern California Edison Co","CA","Delivery","Investor Owned",5.8218690345614901E-2,3.8535773950371797E-2,8.4950869845360794E-2]
[90272,17609,"SCE","Southern California Edison Co","CA","Delivery","Investor Owned",5.8218690345614901E-2,3.8535773950371797E-2,8.4950869845360794E-2]
[90270,17609,"SCE","Southern California Edison Co","CA","Delivery","Investor Owned",5.8218690345614901E-2,3.8535773950371797E-2,8.4950869845360794E-2]
[93218,17609,"SCE","Southern California Edison Co","CA","Delivery","Investor Owned",5.8218690345614901E-2,3.8535773950371797E-2,8.4950869845360794E-2]
[93219,17609,"SCE","Southern California Edison Co","CA","Delivery","Investor Owned",5.8218690345614901E-2,3.8535773950371797E-2,8.4950869845360794E-2]
[93212,17609,"SCE","Southern California Edison Co","CA","Delivery","Investor Owned",5.8218690345614901E-2,3.8535773950371797E-2,8.4950869845360794E-2]
[93215,17609,"SCE","Southern California Edison Co","CA","Delivery","Investor Owned",5.8218690345614901E-2,3.8535773950371797E-2,8.4950869845360794E-2]
[93216,17609,"SCE","Southern California Edison Co","CA","Delivery","Investor Owned",5.8218690345614901E-2,3.8535773950371797E-2,8.4950869845360794E-2]
[90732,17609,"SCE","Southern California Edison Co","CA","Delivery","Investor Owned",5.8218690345614901E-2,3.8535773950371797E-2,8.4950869845360794E-2]
[90731,17609,"SCE","Southern California Edison Co","CA","Delivery","Investor Owned",5.8218690345614901E-2,3.8535773950371797E-2,8.4950869845360794E-2]
[92602,17609,"SCE","Southern California Edison Co","CA","Delivery","Investor Owned",5.8218690345614901E-2,3.8535773950371797E-2,8.4950869845360794E-2]
[92603,17609,"SCE","Southern California Edison Co","CA","Delivery","Investor Owned",5.8218690345614901E-2,3.8535773950371797E-2,8.4950869845360794E-2]
[92604,17609,"SCE","Southern California Edison Co","CA","Delivery","Investor Owned",5.8218690345614901E-2,3.8535773950371797E-2,8.4950869845360794E-2]
[92605,17609,"SCE","Southern California Edison Co","CA","Delivery","Investor Owned",5.8218690345614901E-2,3.8535773950371797E-2,8.4950869845360794E-2]
[92606,17609,"SCE","Southern California Edison Co","CA","Delivery","Investor Owned",5.8218690345614901E-2,3.8535773950371797E-2,8.4950869845360794E-2]
[92609,17609,"SCE","Southern California Edison Co","CA","Delivery","Investor Owned",5.8218690345614901E-2,3.8535773950371797E-2,8.4950869845360794E-2]
[93553,17609,"SCE","Southern California Edison Co","CA","Delivery","Investor Owned",5.8218690345614901E-2,3.8535773950371797E-2,8.4950869845360794E-2]
[93552,17609,"SCE","Southern California Edison Co","CA","Delivery","Investor Owned",5.8218690345614901E-2,3.8535773950371797E-2,8.4950869845360794E-2]
[93551,17609,"SCE","Southern California Edison Co","CA","Delivery","Investor Owned",5.8218690345614901E-2,3.8535773950371797E-2,8.4950869845360794E-2]
[93550,17609,"SCE","Southern California Edison Co","CA","Delivery","Investor Owned",5.8218690345614901E-2,3.8535773950371797E-2,8.4950869845360794E-2]
[93556,17609,"SCE","Southern California Edison Co","CA","Delivery","Investor Owned",5.8218690345614901E-2,3.8535773950371797E-2,8.4950869845360794E-2]
[93555,17609,"SCE","Southern California Edison Co","CA","Delivery","Investor Owned",5.8218690345614901E-2,3.8535773950371797E-2,8.4950869845360794E-2]
[93554,17609,"SCE","Southern California Edison Co","CA","Delivery","Investor Owned",5.8218690345614901E-2,3.8535773950371797E-2,8.4950869845360794E-2]
[93558,17609,"SCE","Southern California Edison Co","CA","Delivery","Investor Owned",5.8218690345614901E-2,3.8535773950371797E-2,8.4950869845360794E-2]
[92372,17609,"SCE","Southern California Edison Co","CA","Delivery","Investor Owned",5.8218690345614901E-2,3.8535773950371797E-2,8.4950869845360794E-2]
[92373,17609,"SCE","Southern California Edison Co","CA","Delivery","Investor Owned",5.8218690345614901E-2,3.8535773950371797E-2,8.4950869845360794E-2]
[92374,17609,"SCE","Southern California Edison Co","CA","Delivery","Investor Owned",5.8218690345614901E-2,3.8535773950371797E-2,8.4950869845360794E-2]
[92375,17609,"SCE","Southern California Edison Co","CA","Delivery","Investor Owned",5.8218690345614901E-2,3.8535773950371797E-2,8.4950869845360794E-2]
[92376,17609,"SCE","Southern California Edison Co","CA","Delivery","Investor Owned",5.8218690345614901E-2,3.8535773950371797E-2,8.4950869845360794E-2]
[92377,17609,"SCE","Southern California Edison Co","CA","Delivery","Investor Owned",5.8218690345614901E-2,3.8535773950371797E-2,8.4950869845360794E-2]
[93023,17609,"SCE","Southern California Edison Co","CA","Delivery","Investor Owned",5.8218690345614901E-2,3.8535773950371797E-2,8.4950869845360794E-2]
[93022,17609,"SCE","Southern California Edison Co","CA","Delivery","Investor Owned",5.8218690345614901E-2,3.8535773950371797E-2,8.4950869845360794E-2]
[93021,17609,"SCE","Southern California Edison Co","CA","Delivery","Investor Owned",5.8218690345614901E-2,3.8535773950371797E-2,8.4950869845360794E-2]
[91762,17609,"SCE","Southern California Edison Co","CA","Delivery","Investor Owned",5.8218690345614901E-2,3.8535773950371797E-2,8.4950869845360794E-2]
[91763,17609,"SCE","Southern California Edison Co","CA","Delivery","Investor Owned",5.8218690345614901E-2,3.8535773950371797E-2,8.4950869845360794E-2]
[91761,17609,"SCE","Southern California Edison Co","CA","Delivery","Investor Owned",5.8218690345614901E-2,3.8535773950371797E-2,8.4950869845360794E-2]
[91766,17609,"SCE","Southern California Edison Co","CA","Delivery","Investor Owned",5.8218690345614901E-2,3.8535773950371797E-2,8.4950869845360794E-2]
[91767,17609,"SCE","Southern California Edison Co","CA","Delivery","Investor Owned",5.8218690345614901E-2,3.8535773950371797E-2,8.4950869845360794E-2]
[91764,17609,"SCE","Southern California Edison Co","CA","Delivery","Investor Owned",5.8218690345614901E-2,3.8535773950371797E-2,8.4950869845360794E-2]
[91765,17609,"SCE","Southern California Edison Co","CA","Delivery","Investor Owned",5.8218690345614901E-2,3.8535773950371797E-2,8.4950869845360794E-2]
[92239,17609,"SCE","Southern California Edison Co","CA","Delivery","Investor Owned",5.8218690345614901E-2,3.8535773950371797E-2,8.4950869845360794E-2]
[92235,17609,"SCE","Southern California Edison Co","CA","Delivery","Investor Owned",5.8218690345614901E-2,3.8535773950371797E-2,8.4950869845360794E-2]
[92234,17609,"SCE","Southern California Edison Co","CA","Delivery","Investor Owned",5.8218690345614901E-2,3.8535773950371797E-2,8.4950869845360794E-2]
[92230,17609,"SCE","Southern California Edison Co","CA","Delivery","Investor Owned",5.8218690345614901E-2,3.8535773950371797E-2,8.4950869845360794E-2]
[92233,17609,"SCE","Southern California Edison Co","CA","Delivery","Investor Owned",5.8218690345614901E-2,3.8535773950371797E-2,8.4950869845360794E-2]
[90671,17609,"SCE","Southern California Edison Co","CA","Delivery","Investor Owned",5.8218690345614901E-2,3.8535773950371797E-2,8.4950869845360794E-2]
[92688,17609,"SCE","Southern California Edison Co","CA","Delivery","Investor Owned",5.8218690345614901E-2,3.8535773950371797E-2,8.4950869845360794E-2]
[92683,17609,"SCE","Southern California Edison Co","CA","Delivery","Investor Owned",5.8218690345614901E-2,3.8535773950371797E-2,8.4950869845360794E-2]
[92684,17609,"SCE","Southern California Edison Co","CA","Delivery","Investor Owned",5.8218690345614901E-2,3.8535773950371797E-2,8.4950869845360794E-2]
[92685,17609,"SCE","Southern California Edison Co","CA","Delivery","Investor Owned",5.8218690345614901E-2,3.8535773950371797E-2,8.4950869845360794E-2]
[92028,17609,"SCE","Southern California Edison Co","CA","Delivery","Investor Owned",5.8218690345614901E-2,3.8535773950371797E-2,8.4950869845360794E-2]
[90670,17609,"SCE","Southern California Edison Co","CA","Delivery","Investor Owned",5.8218690345614901E-2,3.8535773950371797E-2,8.4950869845360794E-2]
[93105,17609,"SCE","Southern California Edison Co","CA","Delivery","Investor Owned",5.8218690345614901E-2,3.8535773950371797E-2,8.4950869845360794E-2]
[93106,17609,"SCE","Southern California Edison Co","CA","Delivery","Investor Owned",5.8218690345614901E-2,3.8535773950371797E-2,8.4950869845360794E-2]
[93107,17609,"SCE","Southern California Edison Co","CA","Delivery","Investor Owned",5.8218690345614901E-2,3.8535773950371797E-2,8.4950869845360794E-2]
[93101,17609,"SCE","Southern California Edison Co","CA","Delivery","Investor Owned",5.8218690345614901E-2,3.8535773950371797E-2,8.4950869845360794E-2]
[93102,17609,"SCE","Southern California Edison Co","CA","Delivery","Investor Owned",5.8218690345614901E-2,3.8535773950371797E-2,8.4950869845360794E-2]
[93103,17609,"SCE","Southern California Edison Co","CA","Delivery","Investor Owned",5.8218690345614901E-2,3.8535773950371797E-2,8.4950869845360794E-2]
[93108,17609,"SCE","Southern California Edison Co","CA","Delivery","Investor Owned",5.8218690345614901E-2,3.8535773950371797E-2,8.4950869845360794E-2]
[93109,17609,"SCE","Southern California Edison Co","CA","Delivery","Investor Owned",5.8218690345614901E-2,3.8535773950371797E-2,8.4950869845360794E-2]
[93502,17609,"SCE","Southern California Edison Co","CA","Delivery","Investor Owned",5.8218690345614901E-2,3.8535773950371797E-2,8.4950869845360794E-2]
[93504,17609,"SCE","Southern California Edison Co","CA","Delivery","Investor Owned",5.8218690345614901E-2,3.8535773950371797E-2,8.4950869845360794E-2]
[93505,17609,"SCE","Southern California Edison Co","CA","Delivery","Investor Owned",5.8218690345614901E-2,3.8535773950371797E-2,8.4950869845360794E-2]
[90239,17609,"SCE","Southern California Edison Co","CA","Delivery","Investor Owned",5.8218690345614901E-2,3.8535773950371797E-2,8.4950869845360794E-2]
[90840,17609,"SCE","Southern California Edison Co","CA","Delivery","Investor Owned",5.8218690345614901E-2,3.8535773950371797E-2,8.4950869845360794E-2]
[90842,17609,"SCE","Southern California Edison Co","CA","Delivery","Investor Owned",5.8218690345614901E-2,3.8535773950371797E-2,8.4950869845360794E-2]
[90846,17609,"SCE","Southern California Edison Co","CA","Delivery","Investor Owned",5.8218690345614901E-2,3.8535773950371797E-2,8.4950869845360794E-2]
[90847,17609,"SCE","Southern California Edison Co","CA","Delivery","Investor Owned",5.8218690345614901E-2,3.8535773950371797E-2,8.4950869845360794E-2]
[92648,17609,"SCE","Southern California Edison Co","CA","Delivery","Investor Owned",5.8218690345614901E-2,3.8535773950371797E-2,8.4950869845360794E-2]
[95389,17609,"SCE","Southern California Edison Co","CA","Delivery","Investor Owned",5.8218690345614901E-2,3.8535773950371797E-2,8.4950869845360794E-2]
[91367,17609,"SCE","Southern California Edison Co","CA","Delivery","Investor Owned",5.8218690345614901E-2,3.8535773950371797E-2,8.4950869845360794E-2]
[91364,17609,"SCE","Southern California Edison Co","CA","Delivery","Investor Owned",5.8218690345614901E-2,3.8535773950371797E-2,8.4950869845360794E-2]
[91362,17609,"SCE","Southern California Edison Co","CA","Delivery","Investor Owned",5.8218690345614901E-2,3.8535773950371797E-2,8.4950869845360794E-2]
[91360,17609,"SCE","Southern California Edison Co","CA","Delivery","Investor Owned",5.8218690345614901E-2,3.8535773950371797E-2,8.4950869845360794E-2]
[91361,17609,"SCE","Southern California Edison Co","CA","Delivery","Investor Owned",5.8218690345614901E-2,3.8535773950371797E-2,8.4950869845360794E-2]
[91758,17609,"SCE","Southern California Edison Co","CA","Delivery","Investor Owned",5.8218690345614901E-2,3.8535773950371797E-2,8.4950869845360794E-2]
[91756,17609,"SCE","Southern California Edison Co","CA","Delivery","Investor Owned",5.8218690345614901E-2,3.8535773950371797E-2,8.4950869845360794E-2]
[92286,17609,"SCE","Southern California Edison Co","CA","Delivery","Investor Owned",5.8218690345614901E-2,3.8535773950371797E-2,8.4950869845360794E-2]
[93615,17609,"SCE","Southern California Edison Co","CA","Delivery","Investor Owned",5.8218690345614901E-2,3.8535773950371797E-2,8.4950869845360794E-2]
[93618,17609,"SCE","Southern California Edison Co","CA","Delivery","Investor Owned",5.8218690345614901E-2,3.8535773950371797E-2,8.4950869845360794E-2]
[90032,17609,"SCE","Southern California Edison Co","CA","Delivery","Investor Owned",5.8218690345614901E-2,3.8535773950371797E-2,8.4950869845360794E-2]
[92226,17609,"SCE","Southern California Edison Co","CA","Delivery","Investor Owned",5.8218690345614901E-2,3.8535773950371797E-2,8.4950869845360794E-2]
[92223,17609,"SCE","Southern California Edison Co","CA","Delivery","Investor Owned",5.8218690345614901E-2,3.8535773950371797E-2,8.4950869845360794E-2]
[90509,17609,"SCE","Southern California Edison Co","CA","Delivery","Investor Owned",5.8218690345614901E-2,3.8535773950371797E-2,8.4950869845360794E-2]
[92857,17609,"SCE","Southern California Edison Co","CA","Delivery","Investor Owned",5.8218690345614901E-2,3.8535773950371797E-2,8.4950869845360794E-2]
[92856,17609,"SCE","Southern California Edison Co","CA","Delivery","Investor Owned",5.8218690345614901E-2,3.8535773950371797E-2,8.4950869845360794E-2]
[92859,17609,"SCE","Southern California Edison Co","CA","Delivery","Investor Owned",5.8218690345614901E-2,3.8535773950371797E-2,8.4950869845360794E-2]
[91793,17609,"SCE","Southern California Edison Co","CA","Delivery","Investor Owned",5.8218690345614901E-2,3.8535773950371797E-2,8.4950869845360794E-2]
[91792,17609,"SCE","Southern California Edison Co","CA","Delivery","Investor Owned",5.8218690345614901E-2,3.8535773950371797E-2,8.4950869845360794E-2]
[91791,17609,"SCE","Southern California Edison Co","CA","Delivery","Investor Owned",5.8218690345614901E-2,3.8535773950371797E-2,8.4950869845360794E-2]
[91790,17609,"SCE","Southern California Edison Co","CA","Delivery","Investor Owned",5.8218690345614901E-2,3.8535773950371797E-2,8.4950869845360794E-2]
[90220,17609,"SCE","Southern California Edison Co","CA","Delivery","Investor Owned",5.8218690345614901E-2,3.8535773950371797E-2,8.4950869845360794E-2]
[90221,17609,"SCE","Southern California Edison Co","CA","Delivery","Investor Owned",5.8218690345614901E-2,3.8535773950371797E-2,8.4950869845360794E-2]
[90222,17609,"SCE","Southern California Edison Co","CA","Delivery","Investor Owned",5.8218690345614901E-2,3.8535773950371797E-2,8.4950869845360794E-2]
[90223,17609,"SCE","Southern California Edison Co","CA","Delivery","Investor Owned",5.8218690345614901E-2,3.8535773950371797E-2,8.4950869845360794E-2]
[90063,17609,"SCE","Southern California Edison Co","CA","Delivery","Investor Owned",5.8218690345614901E-2,3.8535773950371797E-2,8.4950869845360794E-2]
[92711,17609,"SCE","Southern California Edison Co","CA","Delivery","Investor Owned",5.8218690345614901E-2,3.8535773950371797E-2,8.4950869845360794E-2]
[93221,17609,"SCE","Southern California Edison Co","CA","Delivery","Investor Owned",5.8218690345614901E-2,3.8535773950371797E-2,8.4950869845360794E-2]
[93220,17609,"SCE","Southern California Edison Co","CA","Delivery","Investor Owned",5.8218690345614901E-2,3.8535773950371797E-2,8.4950869845360794E-2]
[93223,17609,"SCE","Southern California Edison Co","CA","Delivery","Investor Owned",5.8218690345614901E-2,3.8535773950371797E-2,8.4950869845360794E-2]
[93222,17609,"SCE","Southern California Edison Co","CA","Delivery","Investor Owned",5.8218690345614901E-2,3.8535773950371797E-2,8.4950869845360794E-2]
[93225,17609,"SCE","Southern California Edison Co","CA","Delivery","Investor Owned",5.8218690345614901E-2,3.8535773950371797E-2,8.4950869845360794E-2]
[93227,17609,"SCE","Southern California Edison Co","CA","Delivery","Investor Owned",5.8218690345614901E-2,3.8535773950371797E-2,8.4950869845360794E-2]
[93226,17609,"SCE","Southern California Edison Co","CA","Delivery","Investor Owned",5.8218690345614901E-2,3.8535773950371797E-2,8.4950869845360794E-2]
[92630,17609,"SCE","Southern California Edison Co","CA","Delivery","Investor Owned",5.8218690345614901E-2,3.8535773950371797E-2,8.4950869845360794E-2]
[90056,17609,"SCE","Southern California Edison Co","CA","Delivery","Investor Owned",5.8218690345614901E-2,3.8535773950371797E-2,8.4950869845360794E-2]
[90051,17609,"SCE","Southern California Edison Co","CA","Delivery","Investor Owned",5.8218690345614901E-2,3.8535773950371797E-2,8.4950869845360794E-2]
[90059,17609,"SCE","Southern California Edison Co","CA","Delivery","Investor Owned",5.8218690345614901E-2,3.8535773950371797E-2,8.4950869845360794E-2]
[90058,17609,"SCE","Southern California Edison Co","CA","Delivery","Investor Owned",5.8218690345614901E-2,3.8535773950371797E-2,8.4950869845360794E-2]
[92341,17609,"SCE","Southern California Edison Co","CA","Delivery","Investor Owned",5.8218690345614901E-2,3.8535773950371797E-2,8.4950869845360794E-2]
[92340,17609,"SCE","Southern California Edison Co","CA","Delivery","Investor Owned",5.8218690345614901E-2,3.8535773950371797E-2,8.4950869845360794E-2]
[92342,17609,"SCE","Southern California Edison Co","CA","Delivery","Investor Owned",5.8218690345614901E-2,3.8535773950371797E-2,8.4950869845360794E-2]
[92345,17609,"SCE","Southern California Edison Co","CA","Delivery","Investor Owned",5.8218690345614901E-2,3.8535773950371797E-2,8.4950869845360794E-2]
[92344,17609,"SCE","Southern California Edison Co","CA","Delivery","Investor Owned",5.8218690345614901E-2,3.8535773950371797E-2,8.4950869845360794E-2]
[92347,17609,"SCE","Southern California Edison Co","CA","Delivery","Investor Owned",5.8218690345614901E-2,3.8535773950371797E-2,8.4950869845360794E-2]
[92346,17609,"SCE","Southern California Edison Co","CA","Delivery","Investor Owned",5.8218690345614901E-2,3.8535773950371797E-2,8.4950869845360794E-2]
[92549,17609,"SCE","Southern California Edison Co","CA","Delivery","Investor Owned",5.8218690345614901E-2,3.8535773950371797E-2,8.4950869845360794E-2]
[92543,17609,"SCE","Southern California Edison Co","CA","Delivery","Investor Owned",5.8218690345614901E-2,3.8535773950371797E-2,8.4950869845360794E-2]
[91739,17609,"SCE","Southern California Edison Co","CA","Delivery","Investor Owned",5.8218690345614901E-2,3.8535773950371797E-2,8.4950869845360794E-2]
[93634,17609,"SCE","Southern California Edison Co","CA","Delivery","Investor Owned",5.8218690345614901E-2,3.8535773950371797E-2,8.4950869845360794E-2]
[93631,17609,"SCE","Southern California Edison Co","CA","Delivery","Investor Owned",5.8218690345614901E-2,3.8535773950371797E-2,8.4950869845360794E-2]
[91003,17609,"SCE","Southern California Edison Co","CA","Delivery","Investor Owned",5.8218690345614901E-2,3.8535773950371797E-2,8.4950869845360794E-2]
[91001,17609,"SCE","Southern California Edison Co","CA","Delivery","Investor Owned",5.8218690345614901E-2,3.8535773950371797E-2,8.4950869845360794E-2]
[91710,17609,"SCE","Southern California Edison Co","CA","Delivery","Investor Owned",5.8218690345614901E-2,3.8535773950371797E-2,8.4950869845360794E-2]
[91716,17609,"SCE","Southern California Edison Co","CA","Delivery","Investor Owned",5.8218690345614901E-2,3.8535773950371797E-2,8.4950869845360794E-2]
[91715,17609,"SCE","Southern California Edison Co","CA","Delivery","Investor Owned",5.8218690345614901E-2,3.8535773950371797E-2,8.4950869845360794E-2]
[91714,17609,"SCE","Southern California Edison Co","CA","Delivery","Investor Owned",5.8218690345614901E-2,3.8535773950371797E-2,8.4950869845360794E-2]
[93020,17609,"SCE","Southern California Edison Co","CA","Delivery","Investor Owned",5.8218690345614901E-2,3.8535773950371797E-2,8.4950869845360794E-2]
[90747,17609,"SCE","Southern California Edison Co","CA","Delivery","Investor Owned",5.8218690345614901E-2,3.8535773950371797E-2,8.4950869845360794E-2]
[90746,17609,"SCE","Southern California Edison Co","CA","Delivery","Investor Owned",5.8218690345614901E-2,3.8535773950371797E-2,8.4950869845360794E-2]
[90745,17609,"SCE","Southern California Edison Co","CA","Delivery","Investor Owned",5.8218690345614901E-2,3.8535773950371797E-2,8.4950869845360794E-2]
[90744,17609,"SCE","Southern California Edison Co","CA","Delivery","Investor Owned",5.8218690345614901E-2,3.8535773950371797E-2,8.4950869845360794E-2]
[90743,17609,"SCE","Southern California Edison Co","CA","Delivery","Investor Owned",5.8218690345614901E-2,3.8535773950371797E-2,8.4950869845360794E-2]
[90742,17609,"SCE","Southern California Edison Co","CA","Delivery","Investor Owned",5.8218690345614901E-2,3.8535773950371797E-2,8.4950869845360794E-2]
[90740,17609,"SCE","Southern California Edison Co","CA","Delivery","Investor Owned",5.8218690345614901E-2,3.8535773950371797E-2,8.4950869845360794E-2]
[90749,17609,"SCE","Southern California Edison Co","CA","Delivery","Investor Owned",5.8218690345614901E-2,3.8535773950371797E-2,8.4950869845360794E-2]
[93501,17609,"SCE","Southern California Edison Co","CA","Delivery","Investor Owned",5.8218690345614901E-2,3.8535773950371797E-2,8.4950869845360794E-2]
[90501,17609,"SCE","Southern California Edison Co","CA","Delivery","Investor Owned",5.8218690345614901E-2,3.8535773950371797E-2,8.4950869845360794E-2]
[90503,17609,"SCE","Southern California Edison Co","CA","Delivery","Investor Owned",5.8218690345614901E-2,3.8535773950371797E-2,8.4950869845360794E-2]
[90502,17609,"SCE","Southern California Edison Co","CA","Delivery","Investor Owned",5.8218690345614901E-2,3.8535773950371797E-2,8.4950869845360794E-2]
[90505,17609,"SCE","Southern California Edison Co","CA","Delivery","Investor Owned",5.8218690345614901E-2,3.8535773950371797E-2,8.4950869845360794E-2]
[90504,17609,"SCE","Southern California Edison Co","CA","Delivery","Investor Owned",5.8218690345614901E-2,3.8535773950371797E-2,8.4950869845360794E-2]
[90507,17609,"SCE","Southern California Edison Co","CA","Delivery","Investor Owned",5.8218690345614901E-2,3.8535773950371797E-2,8.4950869845360794E-2]
[90506,17609,"SCE","Southern California Edison Co","CA","Delivery","Investor Owned",5.8218690345614901E-2,3.8535773950371797E-2,8.4950869845360794E-2]
[90508,17609,"SCE","Southern California Edison Co","CA","Delivery","Investor Owned",5.8218690345614901E-2,3.8535773950371797E-2,8.4950869845360794E-2]
[90639,17609,"SCE","Southern California Edison Co","CA","Delivery","Investor Owned",5.8218690345614901E-2,3.8535773950371797E-2,8.4950869845360794E-2]
[91009,17609,"SCE","Southern California Edison Co","CA","Delivery","Investor Owned",5.8218690345614901E-2,3.8535773950371797E-2,8.4950869845360794E-2]
[91008,17609,"SCE","Southern California Edison Co","CA","Delivery","Investor Owned",5.8218690345614901E-2,3.8535773950371797E-2,8.4950869845360794E-2]
[91007,17609,"SCE","Southern California Edison Co","CA","Delivery","Investor Owned",5.8218690345614901E-2,3.8535773950371797E-2,8.4950869845360794E-2]
[91006,17609,"SCE","Southern California Edison Co","CA","Delivery","Investor Owned",5.8218690345614901E-2,3.8535773950371797E-2,8.4950869845360794E-2]
[92061,17609,"SCE","Southern California Edison Co","CA","Delivery","Investor Owned",5.8218690345614901E-2,3.8535773950371797E-2,8.4950869845360794E-2]
[92333,17612,"Bear Valley Electric Service","Bear Valley Electric Service","CA","Bundled","Investor Owned",0.26453485331799398,0.19458764239592599,0.285814193753476]
[92314,17612,"Bear Valley Electric Service","Bear Valley Electric Service","CA","Bundled","Investor Owned",0.26453485331799398,0.19458764239592599,0.285814193753476]
[92386,17612,"Bear Valley Electric Service","Bear Valley Electric Service","CA","Bundled","Investor Owned",0.26453485331799398,0.19458764239592599,0.285814193753476]
[92308,17612,"Bear Valley Electric Service","Bear Valley Electric Service","CA","Bundled","Investor Owned",0.26453485331799398,0.19458764239592599,0.285814193753476]
[92305,17612,"Bear Valley Electric Service","Bear Valley Electric Service","CA","Bundled","Investor Owned",0.26453485331799398,0.19458764239592599,0.285814193753476]
[92315,17612,"Bear Valley Electric Service","Bear Valley Electric Service","CA","Bundled","Investor Owned",0.26453485331799398,0.19458764239592599,0.285814193753476]
[92356,17612,"Bear Valley Electric Service","Bear Valley Electric Service","CA","Bundled","Investor Owned",0.26453485331799398,0.19458764239592599,0.285814193753476]
[95728,57483,"Liberty Utilities","Liberty Utilities","CA","Bundled","Investor Owned",0.12245632256389299,0,0.13901657882201601]
[93517,57483,"Liberty Utilities","Liberty Utilities","CA","Bundled","Investor Owned",0.12245632256389299,0,0.13901657882201601]
[95959,57483,"Liberty Utilities","Liberty Utilities","CA","Bundled","Investor Owned",0.12245632256389299,0,0.13901657882201601]
[96109,57483,"Liberty Utilities","Liberty Utilities","CA","Bundled","Investor Owned",0.12245632256389299,0,0.13901657882201601]
[89439,57483,"Liberty Utilities","Liberty Utilities","CA","Bundled","Investor Owned",0.12245632256389299,0,0.13901657882201601]
[96107,57483,"Liberty Utilities","Liberty Utilities","CA","Bundled","Investor Owned",0.12245632256389299,0,0.13901657882201601]
[96150,57483,"Liberty Utilities","Liberty Utilities","CA","Bundled","Investor Owned",0.12245632256389299,0,0.13901657882201601]
[96161,57483,"Liberty Utilities","Liberty Utilities","CA","Bundled","Investor Owned",0.12245632256389299,0,0.13901657882201601]
[96120,57483,"Liberty Utilities","Liberty Utilities","CA","Bundled","Investor Owned",0.12245632256389299,0,0.13901657882201601]
[96133,57483,"Liberty Utilities","Liberty Utilities","CA","Bundled","Investor Owned",0.12245632256389299,0,0.13901657882201601]
[96146,57483,"Liberty Utilities","Liberty Utilities","CA","Bundled","Investor Owned",0.12245632256389299,0,0.13901657882201601]
[96145,57483,"Liberty Utilities","Liberty Utilities","CA","Bundled","Investor Owned",0.12245632256389299,0,0.13901657882201601]
[96143,57483,"Liberty Utilities","Liberty Utilities","CA","Bundled","Investor Owned",0.12245632256389299,0,0.13901657882201601]
[96142,57483,"Liberty Utilities","Liberty Utilities","CA","Bundled","Investor Owned",0.12245632256389299,0,0.13901657882201601]
[96141,57483,"Liberty Utilities","Liberty Utilities","CA","Bundled","Investor Owned",0.12245632256389299,0,0.13901657882201601]
[96140,57483,"Liberty Utilities","Liberty Utilities","CA","Bundled","Investor Owned",0.12245632256389299,0,0.13901657882201601]
[96148,57483,"Liberty Utilities","Liberty Utilities","CA","Bundled","Investor Owned",0.12245632256389299,0,0.13901657882201601]
[95604,57483,"Liberty Utilities","Liberty Utilities","CA","Bundled","Investor Owned",0.12245632256389299,0,0.13901657882201601]
[96118,57483,"Liberty Utilities","Liberty Utilities","CA","Bundled","Investor Owned",0.12245632256389299,0,0.13901657882201601]
[96111,57483,"Liberty Utilities","Liberty Utilities","CA","Bundled","Investor Owned",0.12245632256389299,0,0.13901657882201601]
[96125,57483,"Liberty Utilities","Liberty Utilities","CA","Bundled","Investor Owned",0.12245632256389299,0,0.13901657882201601]
[96124,57483,"Liberty Utilities","Liberty Utilities","CA","Bundled","Investor Owned",0.12245632256389299,0,0.13901657882201601]
[96126,57483,"Liberty Utilities","Liberty Utilities","CA","Bundled","Investor Owned",0.12245632256389299,0,0.13901657882201601]